## 96022-1
|  | 96022-1 | 14/06/2024 | 04:16:19 | . | 3.4.4.3
JCL Library Updated for Tender 2024.06.12
COUNTER | ISC | SECTION | BILL | PAGE NO | ITEM NO | DOC REF | PAY REF | DESCRIPTION | UNIT | QUANTITY | RATE | AMOUNT | LABOUR INTENSIVE | WORDING | EDIT DATE
1 | 1170 | 1 | 1 | 32 | 1 |  |  | Prelims ITEM | Item | 1 |  | 0 |  |  | 13/06/2024 06:04:10
3 | 1175 | 2 | 1 | 35 |  |  |  | BUILDERS WORK SECTION No. 2 | H1 | 0 |  |  |  |  | 10/12/2023 09:48:47
4 | 3 | 2 | 1 | 35 |  |  |  | BILL NO 1: ALTERATIONS | H1 | 0 |  |  |  |  | 10/12/2023 09:49:15
5 | 4 | 2 | 1 | 35 |  |  |  | Preambles | H2 | 0 |  |  |  |  | 09/12/2023 10:24:52
6 | 5 | 2 | 1 | 35 |  |  |  | The Tenderer is referred to the relevant Clauses in the separate document Model Preambles for Trades (2017 Edition) and to the Supplementary Preambles which are incorporated at the front of these Bills of Quantities. |  | 0 |  |  |  |  | 14/06/2024 08:43:09
7 | 6 | 2 | 1 | 35 |  |  |  | Supplementary preambles | H2 | 0 |  |  |  |  | 09/12/2023 10:24:52
8 | 7 | 2 | 1 | 35 |  |  |  | All works are to be executed in conjunction with the architectural drawings and/or specification provided and inline with the approved method statement. |  | 0 |  |  |  |  | 09/12/2023 10:24:52
9 | 8 | 2 | 1 | 35 |  |  |  | All works are to be prepared as per specialist /architects instruction. |  | 0 |  |  |  |  | 09/12/2023 10:24:52
10 | 9 | 2 | 1 | 35 |  |  |  | All dimensions, levels and heights are to be checked on site and any discrepancies to be reported to the project architect before any work commences. |  | 0 |  |  |  |  | 09/12/2023 10:24:52
11 | 10 | 2 | 1 | 35 |  |  |  | View site | H2 | 0 |  |  |  |  | 09/12/2023 10:24:52
12 | 11 | 2 | 1 | 35 |  |  |  | Before submitting his tender the tenderer shall visit the site and satisfy himself as to the nature and extent of the work to be done and the value of the materials salvageable from the alterations. No claim for any variations of the contract sum in respect of the nature and extent of the work or of inferior or damaged materials will be entertained |  | 0 |  |  |  |  | 09/12/2023 10:24:52
13 | 12 | 2 | 1 | 36 |  |  |  | Explosives | H2 | 0 |  |  |  |  | 09/12/2023 10:24:52
14 | 13 | 2 | 1 | 36 |  |  |  | No explosives whatsoever may be used for alteration purposes unless otherwise stated |  | 0 |  |  |  |  | 09/12/2023 10:24:52
15 | 14 | 2 | 1 | 36 |  |  |  | General | H2 | 0 |  |  |  |  | 09/12/2023 10:24:52
16 | 15 | 2 | 1 | 36 |  |  |  | The contractor shall carry out the whole of the works with as little mess and noise as possible and with a minimum of disturbance to tenants in the building and to adjoining premises and their tenants. He shall provide proper protection and provide, erect and remove when directed, any temporary tarpaulins that may be necessary during the progress of the works, all to the satisfaction of the principal agent |  | 0 |  |  |  |  | 09/12/2023 10:24:52
17 | 16 | 2 | 1 | 36 |  |  |  | Doors, fanlights, windows, fittings, frames, linings, etc which are to remain the property of the employer shall be carefully taken out, temporarily stored, transported over a distance of approximately 10km to store and handed over to the employer |  | 0 |  |  |  |  | 14/06/2024 04:09:04
18 | 17 | 2 | 1 | 36 |  |  |  | Doors, fanlights, windows, fittings, frames, linings, etc which are to be re-used shall be thoroughly overhauled before refixing including taking off, easing and rehanging, cramping up, re-wedging as required and making good cramps, dowels, etc, and oiling, adjusting and repairing ironmongery as necessary, replacing any glass damaged in removal or subsequently and stopping up all nail and screw holes with tinted plastic wood to match timber, unless otherwise described. Re-painting or re-varnishing is given separately |  | 0 |  |  |  |  | 09/12/2023 10:24:52
19 | 18 | 2 | 1 | 36 |  |  |  | Prices for taking out of doors, windows, etc shall include for removal of all beads, architraves, ironmongery, etc |  | 0 |  |  |  |  | 09/12/2023 10:24:52
20 | 19 | 2 | 1 | 36 |  |  |  | Prices for taking out and removing doors and frames shall include for removing door stops, cabin hooks, etc |  | 0 |  |  |  |  | 09/12/2023 10:24:52
21 | 20 | 2 | 1 | 37 |  |  |  | With regard to building up of openings in existing walls, cement screeds and pavings, granolithic, tops of walls, etc, shall be levelled and prepared for raising of brickwork |  | 0 |  |  |  |  | 09/12/2023 10:24:52
22 | 21 | 2 | 1 | 37 |  |  |  | Making good of finishes shall include making good of the brick and concrete surfaces onto which the new finishes are applied, where necessary |  | 0 |  |  |  |  | 09/12/2023 10:24:52
23 | 22 | 2 | 1 | 37 |  |  |  | The contractor will be required to take all dimensions affecting the existing buildings on the site and he will be held solely responsible for the accuracy of all such dimensions where used in the manufacture of new items (Ceilings, floors, etc) |  | 0 |  |  |  |  | 09/12/2023 10:24:52
24 | 23 | 2 | 1 | 37 |  |  |  | The contractor shall carry out the whole of the works with as little mess and noise as possible and with a minimum of disturbance to the buildings occupants and to adjoining premises and their tenants. He shall provide proper protection and provide, erect and remove when directed, any temporary tarpaulins that may be necessary during the progress of the works, all to the satisfaction of the principal agent |  | 0 |  |  |  |  | 09/12/2023 10:24:52
25 | 24 | 2 | 1 | 37 |  |  |  | Water supply pipes and other piping that may be encountered and found necessary to disconnect or cut, shall be effectually stopped off or grubbed up and removed, and any new connections that may be necessary shall be made with propper fittings, to the satisfaction of the principal agent |  | 0 |  |  |  |  | 09/12/2023 10:24:52
26 | 25 | 2 | 1 | 37 |  |  |  | Panels, fittings, frames, linings, etc which are to be re-used shall be thoroughly overhauled before refixing including taking off, reinstalling as required and making good structural silicone, thermal tape, etc, and adjusting and repairing frames as necessary, replacing any glass damaged in removal, unless otherwise described. |  | 0 |  |  |  |  | 09/12/2023 10:24:52
27 | 26 | 2 | 1 | 37 |  |  |  | Prices for taking out of damaged skylight panels, etc shall include for removal and disposal of to a dumpsite of the suppliers choosing |  | 0 |  |  |  |  | 09/12/2023 10:24:52
28 | 27 | 2 | 1 | 38 |  |  |  | Making good of finishes shall include making good of the structural frames, thermal tape and structural silicone concrete surfaces onto which the new finishes are applied, where necessary |  | 0 |  |  |  |  | 09/12/2023 10:24:52
29 | 28 | 2 | 1 | 38 |  |  |  | The contractor will be required to take all dimensions affecting the existing buildings on the site and he will be held solely responsible for the accuracy of all such dimensions where used in the manufacture of new items (doors, skylight panels, windows, fittings, etc.) |  | 0 |  |  |  |  | 09/12/2023 10:24:52
30 | 29 | 2 | 1 | 38 |  |  |  | TEMPORARY BARRICADES, SCREENS, ETC | H2 | 0 |  |  |  |  | 09/12/2023 10:24:52
31 | 30 | 2 | 1 | 38 |  |  |  | Temporary barricades, screens, etc including removal | H3 | 0 |  |  |  |  | 09/12/2023 10:24:52
32 | 31 | 2 | 1 | 38 | 1 |  |  | Provide approved protection for all existing fixed and non fixed items in all areas where the works is to be undertaken etc | Item | 1 |  | 0 |  |  | 09/12/2023 10:24:52
33 | 32 | 2 | 1 | 38 |  |  |  | REMOVAL OF EXISTING WORK | H2 | 0 |  |  |  |  | 13/06/2024 04:24:39
34 | 33 | 2 | 1 | 38 |  |  |  | GLAZING | H3 | 0 |  |  |  |  | 13/06/2024 04:24:44
35 | 34 | 2 | 1 | 38 |  |  |  | Taking out and removing skylight panels, etc, including thermal tape, structural silicone, etc, and prepare for, supply and install new skylight panels to match existing, installed in existing support structure,top layer of silicone to be removed ±5mm below current surface, Aluminium and glass edges to be cleaned with a special solvent,New black structural grade silicone to be applied on all joints. complete and including making good upon completion |  | 0 |  |  |  |  | 09/12/2023 10:24:52
36 | 35 | 2 | 1 | 38 |  |  |  | Laminated glass | H2 | 0 |  |  |  |  | 09/12/2023 10:25:48
37 | 36 | 2 | 1 | 38 |  |  |  | 6,38mm S10 silver laminated glass | H3 | 0 |  |  |  |  | 09/12/2023 10:24:52
38 | 37 | 2 | 1 | 38 | 2 |  |  | Remove existing cracked glass panel exceeding 0.5m² but not exceeding 1m², including thermal tape and structural silicone. | No | 7 |  | 0 |  |  | 09/12/2023 10:24:52
39 | 38 | 2 | 1 | 39 | 3 |  |  | Remove existing cracked glass panel exceeding 1m² but not exceeding 1.5m², including thermal tape and structural silicone. | No | 39 |  | 0 |  |  | 09/12/2023 10:24:52
40 | 39 | 2 | 1 | 39 | 4 |  |  | Remove existing cracked glass panel exceeding 1.5m² but not exceeding 2m², including thermal tape and structural silicone. | No | 27 |  | 0 |  |  | 09/12/2023 10:24:52
42 | 2561 | 2 | 2 | 41 |  |  |  | BUILDERS WORK SECTION No. 2 | H1 | 0 |  |  |  |  | 13/06/2024 05:33:22
43 | 2562 | 2 | 2 | 41 |  |  |  | BILL NO 2: WATERPROOFING | H1 | 0 |  |  |  |  | 14/06/2024 03:40:24
44 | 2475 | 2 | 2 | 41 |  |  |  | SUPPLEMENTARY PREAMBLES | H2 | 0 |  |  |  |  | 13/06/2024 05:27:52
45 | 2595 | 2 | 2 | 41 |  |  |  | The Tenderer is referred to the relevant Clauses in the separate document Model Preambles for Trades (2017 Edition) and to the Supplementary Preambles which are incorporated at the front of these Bills of Quantities. |  | 0 |  |  |  |  | 14/06/2024 08:43:01
46 | 2476 | 2 | 2 | 41 |  |  |  | Tenderers to note that some of the works to be undertaken as part of this contract were carried out in part by the earlier contractor and in some instances require further attention. This will involve some of the previous works needing to be corrected or redone and includes works not yet started by the previous contractor. Further, tenderers need to clearly understand that the successful tenderer will need to take full responsibility for all works undertaken in this contract. |  | 0 |  |  |  |  | 13/06/2024 05:27:53
47 | 2477 | 2 | 2 | 41 |  |  |  | This schedule for waterproofing works includes the following work areas: |  | 0 |  |  |  |  | 13/06/2024 05:27:53
48 | 2478 | 2 | 2 | 41 |  |  |  | Roof | H3 | 0 |  |  |  |  | 13/06/2024 05:27:53
49 | 2479 | 2 | 2 | 41 |  |  |  | • Waterproofing of existing roof covered by tiles; |  | 0 |  |  |  |  | 13/06/2024 05:27:53
50 | 2480 | 2 | 2 | 41 |  |  |  | • Waterproofing of flashing areas between sections of tiled roof and copper plated roof; and |  | 0 |  |  |  |  | 13/06/2024 05:27:53
51 | 2481 | 2 | 2 | 41 |  |  |  | • Plugging of holes left after the removal of roof anchors by the previous contractor. |  | 0 |  |  |  |  | 13/06/2024 05:27:53
52 | 2482 | 2 | 2 | 42 |  |  |  | Concrete roof slab | H3 | 0 |  |  |  |  | 13/06/2024 05:27:53
53 | 2483 | 2 | 2 | 42 |  |  |  | HVAC units are positioned on the various areas of concrete slab. These areas have inadequate slope towards downpipe inlets leading to drainage/damp issues within the library building and require screeding and waterproofing measures. |  | 0 |  |  |  |  | 13/06/2024 05:27:53
54 | 2484 | 2 | 2 | 42 |  |  |  | Gutters (internal and external) | H3 | 0 |  |  |  |  | 13/06/2024 05:27:53
55 | 2485 | 2 | 2 | 42 |  |  |  | Gutters are in some instances of copper plate (mostly external) whilst in other instances are of steel (mostly internal). Gutters are leaking, mostly at joints and in some instances at bends. All gutters require to be successfully waterproofed to prevent ingress of rainwater into the library building. |  | 0 |  |  |  |  | 13/06/2024 05:27:53
56 | 2486 | 2 | 2 | 42 |  |  |  | Concrete channels | H3 | 0 |  |  |  |  | 13/06/2024 05:27:53
57 | 2487 | 2 | 2 | 42 |  |  |  | Concrete channels are mostly internal to the periphery of the building and carry rainwater to pipe inlets which in turn convey rainwater to lower levels ultimately destined to the Johannesburg stormwater system. These channels require waterproofing to prevent ingress of rainwater into the library building. |  | 0 |  |  |  |  | 13/06/2024 05:27:53
58 | 2488 | 2 | 2 | 42 |  |  |  | Gutter intake/hopper boxes | H3 | 0 |  |  |  |  | 13/06/2024 05:27:53
59 | 2489 | 2 | 2 | 42 |  |  |  | Rainwater from the gutters is conveyed into steel downpipes via intake/hopper boxes which are leaking, thus permitting the ingress of rainwater into the library building resulting in major damage to the wood-encased steel downpipes. These intake/hopper boxes need to be waterproofed. |  | 0 |  |  |  |  | 13/06/2024 05:27:53
60 | 2490 | 2 | 2 | 43 |  |  |  | Rainwater steel downpipes | H3 | 0 |  |  |  |  | 13/06/2024 05:27:53
61 | 2491 | 2 | 2 | 43 |  |  |  | Rainwater downpipes are showing signs of leakage and require waterproofing to prevent any ingress of rainwater into the building. However, it needs to be noted that the downpipes which at some locations run within the walls of the building, change direction which will provide challenges with respect to waterproofing the downpipes at these locations. |  | 0 |  |  |  |  | 13/06/2024 05:27:53
62 | 2492 | 2 | 2 | 43 |  |  |  | Testing of waterproofing works | H3 | 0 |  |  |  |  | 13/06/2024 05:27:53
63 | 2493 | 2 | 2 | 43 |  |  |  | All waterproofing works per individual item or section need to be subjected to a 24-hour water test. |  | 0 |  |  |  |  | 13/06/2024 05:27:53
64 | 2494 | 2 | 2 | 43 |  |  |  | Note: | H3 | 0 |  |  |  |  | 13/06/2024 05:27:53
65 | 2495 | 2 | 2 | 43 |  |  |  | As waterproofing is highly specialised, all items of work relating to it need to be carried out by suitably experienced and skilled individuals. In the case of products being applied, the applicators need to be certified/approved by the product manufacturer; and |  | 0 |  |  |  |  | 13/06/2024 05:27:53
66 | 2496 | 2 | 2 | 43 |  |  |  | For all waterproofing, a 3-year maintenance period will apply together with a 10-year guarantee. |  | 0 |  |  |  |  | 13/06/2024 05:27:53
67 | 2497 | 2 | 2 | 43 |  |  |  | The whole of the works shall need to be carried out with as little mess and noise as possible, and with minimum disturbance to the building’s occupants and adjoining premises and their tenants. |  | 0 |  |  |  |  | 13/06/2024 05:27:53
68 | 2498 | 2 | 2 | 43 |  |  |  | It is the tenderers’ responsibility to acquaint themselves with a thorough understanding of the nature of the project and its challenges. Hence it is essential that tenderers visit the site and for themselves see the project requirements, in particular that much of the envisaged works will be carried out at elevated levels. |  | 0 |  |  |  |  | 13/06/2024 05:27:53
69 | 2499 | 2 | 2 | 44 |  |  |  | Occupational, Health and Safety is a critical aspect of the project, and all requirements of the relevant OHS acts will need to be fully complied with, and no relaxations will be entertained. |  | 0 |  |  |  |  | 13/06/2024 05:27:53
70 | 2500 | 2 | 2 | 44 |  |  |  | WATERPROOFING TO EXISTING ROOF | H2 | 0 |  |  |  |  | 13/06/2024 05:27:53
71 | 2501 | 2 | 2 | 44 | 1 |  |  | Realignment and repositioning of roof tiles at selected locations on the existing roof including all associated work items and costs, e.g. providing own access to the relevant locations, fixing of tiles in position, professional cutting of tiles, removal of any associated debris, localised waterproofing using Sikalastic-560 to manufacturer’s specification, etc. | m2 | 60 |  | 0 |  |  | 13/06/2024 05:27:53
72 | 2502 | 2 | 2 | 44 | 2 |  |  | Taking down and removing bird roof mesh in order for waterproofing of roof and gutters to be carried out and replacing with new to match the existing. Rates to include all associated work items and costs. | m | 225 |  | 0 |  |  | 13/06/2024 05:27:53
73 | 2503 | 2 | 2 | 44 | 3 |  |  | Removal of existing roof tiles and after waterproofing, replacement of same if these are damaged. | m2 | 300 |  | 0 |  |  | 13/06/2024 05:27:53
74 | 2504 | 2 | 2 | 44 | 4 |  |  | Taking receipt of roof tiles provided by others and placing and fixing of such tiles, including all associated work items and costs. This will include working in confined spaces at certain locations, e.g. under stairway on roof. | m2 | 30 |  | 0 |  |  | 13/06/2024 05:27:53
75 | 2505 | 2 | 2 | 44 | 5 |  |  | Removal of existing defective waterproofing and preparing surfaces to be re-waterproofed by scraping down and cleaning surfaces to be waterproofed, including removing from site all waste material, scapings, other debris etc. | m2 | 300 |  | 0 |  |  | 13/06/2024 05:27:53
76 | 2506 | 2 | 2 | 44 | 6 |  |  | Applying Sikalastic-560 to prepared roof surfaces including overlapping. The application will include a first coat of Sikalastic-560 followed by Sika Reemat Premium and 2 additional coats of Sikalastic-560, all to the manufacturer’s product specification. Rates to include all associated work items and costs. | m2 | 360 |  | 0 |  |  | 13/06/2024 05:27:53
77 | 2507 | 2 | 2 | 45 | 7 |  |  | Applying Sikalastic-560 to flashing areas (varying in width of between 300 mm and 500 mm) between sections of tiled roof and copper plated roof. The application will include a first coat of Sikalastic-560 followed by Sika Reemat Premium and 2 additional coats of Sikalastic-560, all to the manufacturer’s product specification. Rates to include all associated work items and costs. | m | 225 |  | 0 |  |  | 13/06/2024 05:27:53
78 | 2508 | 2 | 2 | 45 | 8 |  |  | Applying Sikalastic-560 to plug holes left after the removal of roof anchors by the previous contractor. The application will include a first coat of Sikalastic-560 followed by Sika Reemat Premium and 2 additional coats of Sikalastic-560, all to the manufacturer’s product specification. Rates to include all associated work items and costs. | No | 50 |  | 0 |  |  | 13/06/2024 05:27:53
79 | 2509 | 2 | 2 | 45 |  |  |  | WATERPROOFING OF CONCRETE SLAB | H2 | 0 |  |  |  |  | 13/06/2024 05:27:53
80 | 2510 | 2 | 2 | 45 | 9 |  |  | Prepare existing areas of concrete surface by removing existing waterproofing followed by scraping and cleaning of the surface including removal from site of all scrapings, debris etc. Rate to include for all associated work items and costs. | m2 | 180 |  | 0 |  |  | 13/06/2024 05:27:53
81 | 2511 | 2 | 2 | 45 | 10 |  |  | Provide concrete screed (varying in thickness of between 35 mm and 100 mm) on existing areas of concrete slab, with the necessary slope to ensure efficient drainage. | m2 | 80 |  | 0 |  |  | 13/06/2024 05:27:53
82 | 2512 | 2 | 2 | 45 | 11 |  |  | Apply Sikalastic-560 to areas of concrete slab. The application will include a first coat of Sikalastic-560 followed by Sika Reemat Premium and 2 additional coats of Sikalastic-560, all to the manufacturer’s product specification. Rates to include all associated work items and costs. | m2 | 180 |  | 0 |  |  | 13/06/2024 05:27:53
83 | 2513 | 2 | 2 | 46 |  |  |  | Note: | H3 | 0 |  |  |  |  | 13/06/2024 05:27:53
84 | 2514 | 2 | 2 | 46 |  |  |  | The waterproofing of concrete slab will take place in areas currently occupied by HVAC units. These units will have been lifted/jacked by others to create the necessary space between slab and unit for the above waterproofing and associated activities to be carried out. Therefore the tenderer is to take into account that these activities will take place within a confined space. |  | 0 |  |  |  |  | 13/06/2024 05:27:53
85 | 2515 | 2 | 2 | 46 |  |  |  | WATERPROOFING OF GUTTERS | H2 | 0 |  |  |  |  | 13/06/2024 05:27:53
86 | 2516 | 2 | 2 | 46 |  |  |  | External gutters | H3 | 0 |  |  |  |  | 13/06/2024 05:27:53
87 | 2517 | 2 | 2 | 46 |  |  |  | Note: | H3 | 0 |  |  |  |  | 13/06/2024 05:27:53
88 | 2518 | 2 | 2 | 46 |  |  |  | The external copper gutters are generally leaking at the joints. The previous contractor has addressed some of these joints (approximately 15% of the joints) by installing a thin (approximately 150 mm wide) over the joint, following the shape of the gutter and soldered along all outer edges of the strip. Most of this work however requires assessment and testing of the sealing of the joints, which the previous contractor never managed to address. Once this has been achieved, and the joints have been found to be successfully sealed, the tenderer will be required to instal metals strips to cover all the remaining gutter joints which will also need to be subjected to assessment and testing of the sealing of the joints. Once the joints have been found to be successfully sealed, a waterproofing product will be applied over the entire gutter area including the metal strips. Further, the successful tenderer is to note that he accepts full responsibility for the sealing of all gutter joints. |  | 0 |  |  |  |  | 13/06/2024 05:27:53
89 | 2519 | 2 | 2 | 47 | 12 |  |  | Assessment and testing of all gutter joints sealed by the earlier contractor by way of a metal strip, and where necessary, correcting this work to ensure successful sealing of the joints. Rates to include all associated work items and costs and for the removal from site of any debris generated during this process. | m | 120 |  | 0 |  |  | 13/06/2024 05:27:53
90 | 2520 | 2 | 2 | 47 | 13 |  |  | Installing of metal strip over balance of gutter joints and testing to ensure successful sealing of the joints. Rates to include all associated work items and costs and for the removal from site of any debris generated during this process. | m | 120 |  | 0 |  |  | 13/06/2024 05:27:53
91 | 2521 | 2 | 2 | 47 | 14 |  |  | Applying Sikalastic-560 to the total interior area of the gutters, plus the gutter flashing area extending beneath the roof tiles. The application will include a first coat of Sikalastic-560 followed by Sika Reemat Premium and 2 additional coats of Sikalastic-560, all to the manufacturer’s product specification. Rates to include all associated work items and costs. | m2 | 400 |  | 0 |  |  | 13/06/2024 05:27:53
92 | 2522 | 2 | 2 | 47 | 15 |  |  | Fixing/filling of all minor holes over gutter/roof flashings with an expansive, polyurethane foam such as Sika Boom or similar. Foam to be finished/cut off evenly/smoothly in order to waterproof over the foam finish. | l | 25 |  | 0 |  |  | 13/06/2024 05:27:53
93 | 2523 | 2 | 2 | 47 | 16 |  |  | Applying a multi-purpose elastic adhesive and joint sealant with good bonding and application properties such as Sikaflex-11FC or simlar to seal cracks over existing gutters. Rate to include for all associated work items and costs, including preparation of the surface areas to be sealed. | l | 60 |  | 0 |  |  | 13/06/2024 05:27:53
94 | 2524 | 2 | 2 | 48 |  |  |  | Internal gutters | H3 | 0 |  |  |  |  | 13/06/2024 05:27:53
95 | 2525 | 2 | 2 | 48 | 17 |  |  | Prepare the surface area of internal gutters (generally of steel) by way of scraping and stripping of all earlier waterproofing or any other deficient surfacing. In the instance where the gutters are showing signs of rust, these areas need to be adequately sanded down and treated for rust with a product approved by the engineer and applied to the specification of the manufacturer. Rates to include all associated work items and costs and for the removal from site of any debris generated during this process. | m2 | 100 |  | 0 |  |  | 13/06/2024 05:27:53
96 | 2526 | 2 | 2 | 48 | 18 |  |  | Apply Sikalastic-560 to the total interior area of the gutters, plus the gutter flashing area extending beneath the roof tiles. The application will include a first coat of Sikalastic-560 followed by Sika Reemat Premium and 2 additional coats of Sikalastic-560, all to the manufacturer’s product specification. Rates to include all associated work items and costs. | m2 | 100 |  | 0 |  |  | 13/06/2024 05:27:53
97 | 2527 | 2 | 2 | 48 |  |  |  | WATERPROOFING OF CONCRETE CHANNELS | H2 | 0 |  |  |  |  | 13/06/2024 05:27:53
98 | 2528 | 2 | 2 | 48 | 19 |  |  | Prepare the surface area of concrete channels by way of scraping and stripping of all earlier waterproofing or any other deficient surfacing. Rates to include all associated work items and costs and for the removal from site of any debris generated during this process. | m2 | 160 |  | 0 |  |  | 13/06/2024 05:27:53
99 | 2529 | 2 | 2 | 48 | 20 |  |  | Apply Sikalastic-560 to the total interior area of the concrete channels. The application will include a first coat of Sikalastic-560 followed by Sika Reemat Premium and 2 additional coats of Sikalastic-560, all to the manufacturer’s product specification. Rates to include all associated work items and costs. | m2 | 160 |  | 0 |  |  | 13/06/2024 05:27:53
100 | 2530 | 2 | 2 | 48 |  |  |  | WATERPROOFING OF GUTTER INTAKE/HOPPER BOXES | H2 | 0 |  |  |  |  | 13/06/2024 05:27:53
101 | 2531 | 2 | 2 | 49 |  |  |  | Note: | H3 | 0 |  |  |  |  | 13/06/2024 05:27:54
102 | 2532 | 2 | 2 | 49 |  |  |  | There is evidence that the gutter intake/hopper boxes are leaking, leading to severe water damage to the interior of the library as well as to the wood encasement of the downpipes, hence the need to ensure that the gutter intake/hopper boxes are successfully sealed to prevent the ingress of rainwater into the library area. The tenderer is to note that access to the gutter intake/hopper boxes is very restrictive and could post challenges. |  | 0 |  |  |  |  | 13/06/2024 05:27:54
103 | 2533 | 2 | 2 | 49 | 21 |  |  | Prepare the surface area of gutter intake/hopper boxes (generally of steel and covering an area of approximately 2.5 m2) by way of scraping and stripping of all earlier waterproofing or any other deficient surfacing. In the instance where the gutter intake/hopper boxes are showing signs of rust, these areas need to be adequately sanded down and treated for rust with a product approved by the engineer and applied to the specification of the manufacturer. Rates to include all associated work items and costs and for the removal from site of any debris generated during this process. | No | 10 |  | 0 |  |  | 13/06/2024 05:27:54
104 | 2534 | 2 | 2 | 49 | 22 |  |  | Apply Sikalastic-560 to the total interior area of the gutter intake/hopper boxes. The application will include a first coat of Sikalastic-560 followed by Sika Reemat Premium and 2 additional coats of Sikalastic-560, all to the manufacturer’s product specification. Rates to include all associated work items and costs. | No | 10 |  | 0 |  |  | 13/06/2024 05:27:54
105 | 2535 | 2 | 2 | 50 |  |  |  | WATERPROOFING OF RAINWATER STEEL DOWNPIPES | H2 | 0 |  |  |  |  | 13/06/2024 05:27:54
106 | 2536 | 2 | 2 | 50 |  |  |  | There is evidence of ingress of rainwater in the vicinity of intake/hopper boxes which is leading to damage of the wood encasements of downpipes within the library building. This damage may however also be caused or aggravated by the leakage of downpipes, which currently cannot be established. Therefore, the intention is that the intake/hopper boxes will initially be waterproofed following which water tests will be carried out to ensure that they are adequately sealed. Thereafter the downpipes will be tested as a separate item to establish whether they have any evidence of leaking. |  | 0 |  |  |  |  | 13/06/2024 05:27:54
107 | 2537 | 2 | 2 | 50 |  |  |  | Should the downpipes prove to have leaks, the successful tenderer/contractor will be required to also seal them whilst taking into consideration that they and their outlets have sections where their direction changes (via bends and turns) within the existing wall of the building. |  | 0 |  |  |  |  | 13/06/2024 05:27:54
108 | 2538 | 2 | 2 | 50 | 23 |  |  | Waterproofing of existing rainwater steel downpipes (including bends and outlets) by way of internal sealing/re-lining of the pipes. Rates to include all associated work items and costs and removing from site any debris generated during the process. | m | 300 |  | 0 |  |  | 13/06/2024 05:27:54
109 | 2539 | 2 | 2 | 50 |  |  |  | The re-sealing/re-lining of the downpipes will involve the installation of a measure/process such as Nu-Flow which is geared for the restoration of failing plumbing or will involve a similar process identified by the contractor, but which shall require the approval of the engineer/waterproofing expert on the project. |  | 0 |  |  |  |  | 13/06/2024 05:27:54
110 | 2540 | 2 | 2 | 50 |  |  |  | Measurement for payment will be the internal pipe surface area (m2) covered by the installation process. |  | 0 |  |  |  |  | 13/06/2024 05:27:54
111 | 2541 | 2 | 2 | 50 |  |  |  | TESTING OF WATERPROOFING WORKS | H2 | 0 |  |  |  |  | 13/06/2024 05:27:54
112 | 2542 | 2 | 2 | 51 |  |  |  | Note: | H3 | 0 |  |  |  |  | 13/06/2024 05:27:54
113 | 2543 | 2 | 2 | 51 |  |  |  | All waterproofed individual items will require physical waterproof testing on site for a duration of 24 hours. In the instance of the copper gutters, waterproof testing will be required after sealing of the gutter joints as well as after the application of the waterproofing product. |  | 0 |  |  |  |  | 13/06/2024 05:27:54
114 | 2544 | 2 | 2 | 51 |  |  |  | Waterproof testing of individual items including all associated work items and costs, e.g. providing water to the top of the library building for such testing, blocking off the sections/items for testing, providing safe access to the locations, monitoring of water levels, etc. |  | 0 |  |  |  |  | 13/06/2024 05:27:54
115 | 2545 | 2 | 2 | 51 | 24 |  |  | (i) Gutters | No | 10 |  | 0 |  |  | 13/06/2024 05:27:54
116 | 2546 | 2 | 2 | 51 | 25 |  |  | (ii) Intake/hopper boxes | No | 10 |  | 0 |  |  | 13/06/2024 05:27:54
117 | 2547 | 2 | 2 | 51 | 26 |  |  | (iii) Downpipes | No | 10 |  | 0 |  |  | 13/06/2024 05:27:54
118 | 2548 | 2 | 2 | 51 | 27 |  |  | (iv) Concrete slabs | No | 4 |  | 0 |  |  | 13/06/2024 05:27:54
119 | 2549 | 2 | 2 | 51 | 28 |  |  | (v) Concrete channels | No | 4 |  | 0 |  |  | 13/06/2024 05:27:54
120 | 2550 | 2 | 2 | 51 | 29 |  |  | (vi) Roof | No | 4 |  | 0 |  |  | 13/06/2024 05:27:54
121 | 2551 | 2 | 2 | 51 |  |  |  | MISCELLANEOUS ADDITIONAL WORK ITEMS | H2 | 0 |  |  |  |  | 13/06/2024 05:27:54
122 | 2552 | 2 | 2 | 51 | 30 |  |  | Remove existing gutter carefully (to prevent or minimise damage to existing finishes, etc.) and replace gutter with new to match existing, including bends, stop ends, etc. | m | 32 |  | 0 |  |  | 13/06/2024 05:27:54
123 | 2553 | 2 | 2 | 51 | 31 |  |  | Removing existing intake/hopper boxes carefully (to prevent or minimise damage to existing finishes, etc.) and replace with new to match existing. | No | 2 |  | 0 |  |  | 13/06/2024 05:27:54
124 | 2554 | 2 | 2 | 51 | 32 |  |  | Remove and replace downpipes including bends, etc. and making good existing finishes, plaster, paint to walls, etc. | m | 30 |  | 0 |  |  | 13/06/2024 05:27:54
125 | 2555 | 2 | 2 | 52 | 33 |  |  | Provide temporary protection to the works (at all levels, in particular at elevated levels) e.g. at openings, danger areas, where panels or tiles have been lifted, over open sheet metal areas resting on timber bearers, anchors for securing workers, etc and the later removal from site of the protection measures. | SUM | 1 |  | 0 |  |  | 13/06/2024 05:27:54
126 | 2556 | 2 | 2 | 52 | 34 |  |  | The Contractor to provide and erect scaffolding as required to carry out all elevated works. The scaffolding shall meet all Health and Safety requirements, and once erected will require documented approval (signed Green Tag) by a certified OHS Officer, prior to any use. All scaffolding to be erected and dismantled shall be carried out by a competent and experienced scaffolding specialist. | SUM | 1 |  | 0 |  |  | 13/06/2024 05:27:54
127 | 2557 | 2 | 2 | 52 | 35 |  |  | Make available on site Cherry Picker / Skyjack with a reach of at least 25 m and 250 kg sky weight lift limit. Hourly rate tendered to include for all associated and incidental costs, including but not limited to certified operator, all transport to, from and on site, providing suitable standing areas for the picker, security, operating expenses, etc. | Hrs | 150 |  | 0 |  |  | 13/06/2024 05:27:54
128 | 2559 | 2 | 2 | 52 | 36 |  |  | Supply, erect and fix fully galvanised steel cat ladders of approximately 2m in length to access roof/gutter areas for maintenance purposes. Rate to include for all associated and incidental costs, etc. | No | 6 |  | 0 |  |  | 13/06/2024 05:27:54
129 | 2560 | 2 | 2 | 52 | 37 |  |  | Supply, erect and fix fully galvanised steel maintenance platforms of approximately 4m in length for access to gutters for maintenance purposes. Rate to include for all associated and incidental costs, etc. | t | 3 |  | 0 |  |  | 13/06/2024 05:27:54
130 | 2558 | 2 | 2 | 52 | 38 |  |  | Provisional sum for external waterproofing expert/specialist to assist with quality control and approval of the waterproofing process. | Item | 1 | 150000 | 150000 |  |  | 13/06/2024 05:27:54
131 | 2331 | 2 | 2 | 52 | 39 | 44.2 |  | Add for profit. | Item | 1 |  | 0 |  |  | 13/06/2024 05:32:33
132 | 2332 | 2 | 2 | 53 | 40 | 44.3 |  | Allow for attendance. | Item | 1 |  | 0 |  |  | 13/06/2024 05:32:38
134 | 1178 | 2 | 3 | 55 |  |  |  | BUILDERS WORK SECTION No. 2 | H1 | 0 |  |  |  |  | 10/12/2023 09:49:53
135 | 139 | 2 | 3 | 55 |  |  |  | BILL NO 3: CARPENTRY AND JOINERY | H1 | 0 |  |  |  |  | 13/06/2024 05:14:10
136 | 140 | 2 | 3 | 55 |  |  |  | Preambles | H2 | 0 |  |  |  |  | 09/12/2023 10:24:53
137 | 141 | 2 | 3 | 55 |  |  |  | The Tenderer is referred to the relevant Clauses in the separate document Model Preambles for Trades (2017 Edition) and to the Supplementary Preambles which are incorporated at the front of these Bills of Quantities. |  | 0 |  |  |  |  | 14/06/2024 08:42:46
138 | 142 | 2 | 3 | 55 |  |  |  | Supplementary preambles | H2 | 0 |  |  |  |  | 09/12/2023 10:24:53
139 | 143 | 2 | 3 | 55 |  |  |  | All works are to be executed in conjunction with the architectural drawings and/or specification provided and inline with the approved method statement. |  | 0 |  |  |  |  | 09/12/2023 10:24:53
140 | 144 | 2 | 3 | 55 |  |  |  | All Floor coverings are to be prepared as per specialist /architects instruction. |  | 0 |  |  |  |  | 09/12/2023 10:24:53
141 | 145 | 2 | 3 | 55 |  |  |  | All dimensions, levels and heights are to be checked on site and any discrepancies to be reported to the project architect before any work commences. |  | 0 |  |  |  |  | 09/12/2023 10:24:53
142 | 146 | 2 | 3 | 55 |  |  |  | Items described as "plugged" shall be deemed to include screwing to fibre, plastic or metal plugs at not exceeding 500mm centres, and where described as "bolted", the bolts have been given elsewhere |  | 0 |  |  |  |  | 09/12/2023 10:24:53
143 | 147 | 2 | 3 | 56 |  |  |  | Decorative thermosetting plastic laminate covering | H2 | 0 |  |  |  |  | 09/12/2023 10:24:53
144 | 148 | 2 | 3 | 56 |  |  |  | Laminate covering shall be glued under pressure and edge strips of same shall be butt jointed at junctions with adjacent similar finish |  | 0 |  |  |  |  | 09/12/2023 10:24:53
145 | 149 | 2 | 3 | 56 |  |  |  | STAGE & STAIRS ETC | H3 | 0 |  |  |  |  | 09/12/2023 10:24:53
146 | 150 | 2 | 3 | 56 |  |  |  | Two 1m wide stairs from ground level to stage, each with one intermediate landing | H4 | 0 |  |  |  |  | 09/12/2023 10:24:53
147 | 151 | 2 | 3 | 56 |  |  |  | SEMI - BASEMENT | H3 | 0 |  |  |  |  | 14/06/2024 08:33:49
148 | 152 | 2 | 3 | 56 | 1 |  |  | Removal of damaged staircases including preparation including making good of existing surfaces to receive new staircase, including cart -away of damaged material(Stage) (no2) (Total overall area measured flat) | m2 | 16 |  | 0 |  |  | 09/12/2023 10:24:53
150 | 1177 | 2 | 4 | 58 |  |  |  | BUILDERS WORK SECTION No. 2 | H1 | 0 |  |  |  |  | 10/12/2023 09:49:42
151 | 77 | 2 | 4 | 58 |  |  |  | BILL NO 4: CEILINGS, PARTITIONS AND ACCESS FLOORING | H1 | 0 |  |  |  |  | 10/12/2023 09:50:49
152 | 78 | 2 | 4 | 58 |  |  |  | Preambles | H2 | 0 |  |  |  |  | 09/12/2023 10:24:53
153 | 79 | 2 | 4 | 58 |  |  |  | The Tenderer is referred to the relevant Clauses in the separate document Model Preambles for Trades (2017 Edition) and to the Supplementary Preambles which are incorporated at the front of these Bills of Quantities. |  | 0 |  |  |  |  | 14/06/2024 08:42:37
154 | 80 | 2 | 4 | 58 |  |  |  | Supplementary preambles | H2 | 0 |  |  |  |  | 09/12/2023 10:24:53
155 | 81 | 2 | 4 | 58 |  |  |  | All works are to be executed in conjunction with the architectural drawings and/or specification provided and inline with the approved method statement. |  | 0 |  |  |  |  | 09/12/2023 10:24:53
156 | 82 | 2 | 4 | 58 |  |  |  | All ceilings and cornice's are to be prepared as per specialist /architects instruction. |  | 0 |  |  |  |  | 09/12/2023 10:24:53
157 | 83 | 2 | 4 | 58 |  |  |  | All dimensions, levels and heights are to be checked on site and any discrepancies to be reported to the project architect before any work commences. |  | 0 |  |  |  |  | 09/12/2023 10:24:53
158 | 84 | 2 | 4 | 58 | 1 |  |  | Scaffolding for the full duration of the works | Item | 1 |  | 0 |  | Rate Only | 09/12/2023 10:24:53
159 | 85 | 2 | 4 | 58 | 2 |  |  | Protection and cleaning of existing floors where work is done to ceilings | Item | 1 |  | 0 |  | Rate Only | 09/12/2023 10:24:53
160 | 86 | 2 | 4 | 58 |  |  |  | Fixing | H2 | 0 |  |  |  |  | 09/12/2023 10:24:53
161 | 87 | 2 | 4 | 58 |  |  |  | Fixing detail to be as per specialist /architects specifications |  | 0 |  |  |  |  | 09/12/2023 10:24:53
162 | 88 | 2 | 4 | 59 |  |  |  | Ceilings | H2 | 0 |  |  |  |  | 09/12/2023 10:24:53
163 | 89 | 2 | 4 | 59 |  |  |  | Unless otherwise described ceilings shall be deemed to be horizontal and shall match existing in accordance with original look and feel |  | 0 |  |  |  |  | 09/12/2023 10:24:53
164 | 90 | 2 | 4 | 59 |  |  |  | Bulkheads | H2 | 0 |  |  |  |  | 09/12/2023 10:24:53
165 | 91 | 2 | 4 | 59 |  |  |  | Unless otherwise described bulkheads shall be deemed to be horizontal along the length and shall match existing in accordance with original look and feel |  | 0 |  |  |  |  | 09/12/2023 10:24:53
166 | 92 | 2 | 4 | 59 |  |  |  | Steel components | H2 | 0 |  |  |  |  | 09/12/2023 10:24:53
167 | 93 | 2 | 4 | 59 |  |  |  | All steel components for ceilings, partitions, etc. are to be galvanized in accordance with SANS 121 |  | 0 |  |  |  |  | 09/12/2023 10:24:53
168 | 94 | 2 | 4 | 59 |  |  |  | CEILING TIMBERS, BEADS, INSULATION, ETC | H2 | 0 |  |  |  |  | 09/12/2023 10:24:53
169 | 95 | 2 | 4 | 59 |  |  |  | SEMI - BASEMENT | H3 | 0 |  |  |  |  | 13/06/2024 05:15:40
170 | 96 | 2 | 4 | 59 | 3 |  |  | Removal of damaged ceiling including supply and install new to match existing, including cart -away of damaged material (Underside of balcony) (no2) (Paint elsewhere measured) (Total overall measured area) | m2 | 29 |  | 0 |  |  | 09/12/2023 10:24:53
171 | 97 | 2 | 4 | 59 | 4 |  |  | Removal of damaged ceiling including supply and install new to match existing, including cart -away of damaged material (Theater Lobby)(Paint elsewhere measured) (Total overall measured area)(Approximately 80% to be replaced) | m2 | 58 |  | 0 |  |  | 09/12/2023 10:24:53
172 | 98 | 2 | 4 | 59 | 5 |  |  | New moulded ceiling to match existing with the original look and feel | m2 | 58 |  | 0 |  |  | 14/06/2024 08:34:12
173 | 99 | 2 | 4 | 59 | 6 |  |  | Removal of damaged perimeter cornice and replace with new to match existing, including cart -away of damaged material(Theater Lobby)(Paint elsewhere measured)( Total overall Measured Area)(Approximately 80% to be replaced) | m | 26 |  | 0 |  |  | 09/12/2023 10:24:53
174 | 100 | 2 | 4 | 60 |  |  |  | MEZZANINE FLOOR | H3 | 0 |  |  |  |  | 13/06/2024 05:15:49
175 | 101 | 2 | 4 | 60 | 7 |  |  | Replace missing or damaged ceiling tiles to match existing (Behind Lobby)(Male ablutions) | No | 2 |  | 0 |  |  | 09/12/2023 10:24:53
176 | 102 | 2 | 4 | 60 | 8 |  |  | Replace missing or damaged ceiling tiles to match existing (Male ablutions) | No | 4 |  | 0 |  |  | 09/12/2023 10:24:53
177 | 103 | 2 | 4 | 60 | 9 |  |  | Replace missing or damaged ceiling tiles to match existing (Circulation Lobby) | No | 26 |  | 0 |  |  | 09/12/2023 10:24:53
178 | 104 | 2 | 4 | 60 | 10 |  |  | Replace missing ceiling trap door with new to match existing (Circulation Lobby) | No | 1 |  | 0 |  |  | 09/12/2023 10:24:53
179 | 105 | 2 | 4 | 60 |  |  |  | GROUND FLOOR | H3 | 0 |  |  |  |  | 13/06/2024 05:15:56
180 | 106 | 2 | 4 | 60 | 11 |  |  | Replace missing or damaged ceiling tiles to match existing (Central Lending Library) | No | 4 |  | 0 |  |  | 09/12/2023 10:24:53
181 | 107 | 2 | 4 | 60 | 12 |  |  | Replace missing or damaged ceiling tiles to match existing (Female Ablutions) | No | 7 |  | 0 |  |  | 09/12/2023 10:24:53
182 | 108 | 2 | 4 | 60 | 13 |  |  | Replace missing or damaged ceiling tiles to match existing (Male Ablutions) | No | 6 |  | 0 |  |  | 09/12/2023 10:24:53
183 | 109 | 2 | 4 | 60 |  |  |  | FIRST FLOOR | H3 | 0 |  |  |  |  | 13/06/2024 05:16:03
184 | 110 | 2 | 4 | 60 | 14 |  |  | Removal of damaged ceiling including supply and install new to match existing, including cart -away of damaged material(Michaelis Art Library) (Paint elsewhere measured) (Total overall measured area)(Approximately 40% to be replaced) | m2 | 355 |  | 0 |  |  | 09/12/2023 10:24:53
185 | 111 | 2 | 4 | 60 | 15 |  |  | New moulded ceiling to match existing with the original look and feel | m2 | 444 |  | 0 |  |  | 14/06/2024 08:34:17
186 | 112 | 2 | 4 | 60 | 16 |  |  | Removal of damaged perimeter cornice and replace with new to match existing , including cart -away of damaged material(Michaelis Art Library)(Paint elsewhere measured)( Total overall Measured Area)(Approximately 40% to be replaced) | m | 93 |  | 0 |  |  | 09/12/2023 10:24:53
187 | 113 | 2 | 4 | 61 | 17 |  |  | Removal of damaged ceiling including supply and install new to match existing, including cart -away of damaged material(Music Store) (Paint elsewhere measured) (Total overall measured area)(Approximately 40% to be replaced) | m2 | 156 |  | 0 |  |  | 09/12/2023 10:24:53
188 | 114 | 2 | 4 | 61 | 18 |  |  | Removal of damaged perimeter cornice and replace with new to match existing , including cart -away of damaged material(Music Store)(Paint elsewhere measured)( Total overall Measured Area)(Approximately 40% to be replaced) | m | 54 |  | 0 |  |  | 09/12/2023 10:24:53
189 | 115 | 2 | 4 | 61 | 19 |  |  | Removal of damaged ceiling including supply and install new to match existing , including cart -away of damaged material(no2 Offices ( 12m² +22 m²) (Paint elsewhere measured) (Total overall measured area) | m2 | 34 |  | 0 |  |  | 09/12/2023 10:24:53
190 | 116 | 2 | 4 | 61 | 20 |  |  | Removal of damaged perimeter cornice and replace with new to match existing, including cart -away of damaged material(no2 Offices ( 12m² +22 m²) (Paint elsewhere measured)( Total overall Measured Area) | m | 34 |  | 0 |  |  | 09/12/2023 10:24:53
191 | 117 | 2 | 4 | 61 | 21 |  |  | Replace missing or damaged ceiling tiles to match existing (Female ablutions) | No | 2 |  | 0 |  |  | 09/12/2023 10:24:53
192 | 118 | 2 | 4 | 61 | 22 |  |  | Replace missing or damaged ceiling tiles to match existing ( Behind Lift)(Male ablutions) | No | 10 |  | 0 |  |  | 09/12/2023 10:24:53
193 | 119 | 2 | 4 | 61 | 23 |  |  | Replace missing or damaged ceiling tiles to match existing (Behind Lobby) (Male ablutions) | No | 6 |  | 0 |  |  | 09/12/2023 10:24:53
194 | 120 | 2 | 4 | 61 | 24 |  |  | Replace missing or damaged ceiling tiles to match existing (Circulation Lobby) | No | 28 |  | 0 |  |  | 09/12/2023 10:24:53
195 | 121 | 2 | 4 | 61 |  |  |  | SECOND FLOOR | H3 | 0 |  |  |  |  | 13/06/2024 05:16:12
196 | 122 | 2 | 4 | 61 | 25 |  |  | Removal of damaged ceiling including supply and install new to match existing, including cart -away of damaged material (Africana Collection - Next to female Ablutions) (Paint elsewhere measured) (Total overall measured area)(Approximately 10 -15% to be replaced) | m2 | 342 |  | 0 |  |  | 09/12/2023 10:24:53
197 | 123 | 2 | 4 | 62 | 26 |  |  | New moulded ceiling to match existing with the original look and feel | m2 | 834 |  | 0 |  |  | 14/06/2024 08:34:23
198 | 124 | 2 | 4 | 62 | 27 |  |  | Removal of damaged perimeter cornice and replace with new to match existing, including cart -away of damaged material (Africana Collection - Next to female Ablutions)(Paint elsewhere measured)( Total overall Measured Area)(Approximately 10 - 15% to be replaced) | m | 156 |  | 0 |  |  | 09/12/2023 10:24:53
199 | 125 | 2 | 4 | 62 | 28 |  |  | Paint to entire ceiling to match existing with the original look and feel | m2 | 1390 |  | 0 |  |  | 14/06/2024 08:34:31
200 | 126 | 2 | 4 | 62 | 29 |  |  | Paint to cornice to match existing with the original look and feel | m | 537 |  | 0 |  |  | 14/06/2024 08:34:37
201 | 127 | 2 | 4 | 62 | 30 |  |  | Removal of damaged duct cover and replace with new to match existing, including cart -away of damaged material (Africana Collection )(Paint elsewhere measured)( Total overall Measured length)(Approximately 8.8m) | No | 3 |  | 0 |  |  | 09/12/2023 10:24:53
202 | 128 | 2 | 4 | 62 | 31 |  |  | Removal of damaged ceiling including supply and install new to match existing, including cart -away of damaged material(African Collection Foyer -Next to Female Ablutions)(Paint elsewhere measured) (Total overall Measured Area) | m2 | 18 |  | 0 |  |  | 09/12/2023 10:24:53
203 | 129 | 2 | 4 | 62 | 32 |  |  | Removal of damaged perimeter cornice and replace with new to match existing, including cart -away of damaged material (Africana Collection Foyer- Next to female Ablutions)(Paint elsewhere measured)( Total overall Measured Area) | m | 17 |  | 0 |  |  | 09/12/2023 10:24:53
204 | 130 | 2 | 4 | 62 | 33 |  |  | Replace missing or damaged ceiling tiles to match existing (Africana Collection Female Ablutions) | No | 6 |  | 0 |  |  | 09/12/2023 10:24:53
205 | 131 | 2 | 4 | 62 | 34 |  |  | Removal of damaged ceiling including supply and install new to match existing, including cart -away of damaged material(African Collection above Gallery)(Paint elsewhere measured) (Total overall Measured Area)(Approximately 40% to be replaced) | m2 | 233 |  | 0 |  |  | 09/12/2023 10:24:53
206 | 132 | 2 | 4 | 63 | 35 |  |  | Removal of damaged perimeter cornice and replace with new to match existing, including cart -away of damaged material (African Collection above Gallery)(Paint elsewhere measured)( Total overall Measured Area)(Approximately 40% to be replaced) | m | 86 |  | 0 |  |  | 09/12/2023 10:24:53
207 | 133 | 2 | 4 | 63 | 36 |  |  | Removal of damaged ceiling including supply and install new to match existing, including cart -away of damaged material(African Collection Foyer -Next to Male Ablutions)(Paint elsewhere measured) (Total overall Measured Area) | m2 | 28 |  | 0 |  |  | 09/12/2023 10:24:53
208 | 134 | 2 | 4 | 63 | 37 |  |  | Removal of damaged perimeter cornice and replace with new to match existing, including cart -away of damaged material (Africana Collection Foyer- Next to Male Ablutions)(Paint elsewhere measured)( Total overall Measured Area) | m | 23 |  | 0 |  |  | 09/12/2023 10:24:53
209 | 135 | 2 | 4 | 63 | 38 |  |  | Replace missing or damaged ceiling tiles to match existing, including cart -away of damaged material (Africana Collection Male Ablutions)(Total overall Measured Area)(Entire area ) | m2 | 16 |  | 0 |  |  | 09/12/2023 10:24:53
210 | 136 | 2 | 4 | 63 | 39 |  |  | Removal of damaged ceiling including supply and install new to match existing, including cart -away of damaged material(African Collection Next to Male Ablutions)(Paint elsewhere measured) (Total overall Measured Area)(Approximately 40% to be replaced) | m2 | 639 |  | 0 |  |  | 09/12/2023 10:24:53
211 | 137 | 2 | 4 | 63 | 40 |  |  | Removal of damaged perimeter cornice and replace with new to match existing, including cart -away of damaged material (African Collection Next to Male Ablutions)(Paint elsewhere measured)( Total overall Measured Area)(Approximately 40% to be replaced) | m | 109 |  | 0 |  |  | 09/12/2023 10:24:53
213 | 1176 | 2 | 5 | 65 |  |  |  | BUILDERS WORK SECTION No. 2 | H1 | 0 |  |  |  |  | 10/12/2023 09:49:28
214 | 41 | 2 | 5 | 65 |  |  |  | BILL NO 5: FLOOR COVERINGS, WALL LININGS, ETC. | H1 | 0 |  |  |  |  | 10/12/2023 09:50:33
215 | 42 | 2 | 5 | 65 |  |  |  | Preambles | H2 | 0 |  |  |  |  | 09/12/2023 10:24:52
216 | 43 | 2 | 5 | 65 |  |  |  | The Tenderer is referred to the relevant Clauses in the separate document Model Preambles for Trades (2017 Edition) and to the Supplementary Preambles which are incorporated at the front of these Bills of Quantities. |  | 0 |  |  |  |  | 14/06/2024 08:42:30
217 | 44 | 2 | 5 | 65 |  |  |  | Supplementary preambles | H2 | 0 |  |  |  |  | 09/12/2023 10:24:52
218 | 45 | 2 | 5 | 65 |  |  |  | All works are to be executed in conjunction with the architectural drawings and/or specification provided and inline with the approved method statement. |  | 0 |  |  |  |  | 09/12/2023 10:24:52
219 | 46 | 2 | 5 | 65 |  |  |  | All Floor coverings are to be prepared as per specialist /architects instruction. |  | 0 |  |  |  |  | 09/12/2023 10:24:52
220 | 47 | 2 | 5 | 65 |  |  |  | All dimensions, levels and heights are to be checked on site and any discrepancies to be reported to the project architect before any work commences. |  | 0 |  |  |  |  | 09/12/2023 10:24:52
221 | 48 | 2 | 5 | 65 |  |  |  | Floor coverings, etc. shall, where applicable, be fixed with adhesive as recommended by the manufacturers of the flooring, etc. |  | 0 |  |  |  |  | 09/12/2023 10:24:52
222 | 49 | 2 | 5 | 65 |  |  |  | FLOOR COVERINGS | H2 | 0 |  |  |  |  | 09/12/2023 10:24:52
223 | 50 | 2 | 5 | 65 |  |  |  | All floor surfaces, coverings, skirtings etc. to matched existing. | H3 | 0 |  |  |  |  | 09/12/2023 10:24:52
224 | 51 | 2 | 5 | 66 |  |  |  | SEMI - BASEMENT | H2 | 0 |  |  |  |  | 13/06/2024 06:00:43
225 | 52 | 2 | 5 | 66 | 1 |  | 1 | Remove existing carpet tiles and prep surfaces including supply and install to match existing new carpet tiles including carting-away of removed flooring | m2 | 248 |  | 0 |  |  | 09/12/2023 10:24:52
226 | 53 | 2 | 5 | 66 | 2 |  | 2 | New 300 x 300 mm carpet tiles to match existing | m2 | 248 |  | 0 |  |  | 14/06/2024 08:34:48
227 | 54 | 2 | 5 | 66 | 3 |  | 2 | Make good to perimeter skirting to match existing . | m | 73 |  | 0 |  |  | 09/12/2023 10:24:52
228 | 55 | 2 | 5 | 66 | 4 |  | 3 | Remove existing parquet flooring and set aside for later reinstallation in similar position, including preparation and reinstallation of approved old flooring including supply and installation of new flooring to match existing including cart -away damaged material(Theater Lobby)(Paint elsewhere measured) (Total overall Measured Area)(Approximately 40% to be replaced) | m2 | 58 |  | 0 |  |  | 09/12/2023 10:24:52
229 | 56 | 2 | 5 | 66 |  |  |  | GROUND FLOOR | H2 | 0 |  |  |  |  | 13/06/2024 06:00:50
230 | 57 | 2 | 5 | 66 | 5 |  | 4 | Remove existing Cork flooring including preparation, supply and installation of new approved flooring to match existing including cart -away damaged material(Children's Library)( Total overall Measured Area) | m2 | 141 |  | 0 |  |  | 09/12/2023 10:24:52
231 | 58 | 2 | 5 | 66 | 6 |  | 5 | Remove existing Cork flooring including preparation, supply and installation of new approved flooring to match existing including cart -away damaged material(Young Adults)( Total overall Measured Area) | m2 | 140 |  | 0 |  |  | 09/12/2023 10:24:52
232 | 59 | 2 | 5 | 66 |  |  |  | FIRST FLOOR | H2 | 0 |  |  |  |  | 13/06/2024 06:00:56
233 | 60 | 2 | 5 | 66 | 7 |  | 6 | Remove existing parquet flooring and set aside for later reinstallation in similar position, including preparation and reinstallation of approved old flooring including supply and installation of new flooring to match existing including cart -away damaged material(Michaelis Art Library)( Total overall Measured Area)(Approximately 50% to be replaced) | m2 | 506 |  | 0 |  |  | 09/12/2023 10:24:52
234 | 61 | 2 | 5 | 67 | 8 |  | 5 | Prepare surface to receive flooring | m2 | 740 |  | 0 |  |  | 14/06/2024 08:35:13
235 | 62 | 2 | 5 | 67 | 9 |  | 6 | New parquette flooring to match existing applied to damaged areas | m2 | 296 |  | 0 |  |  | 14/06/2024 08:35:18
236 | 63 | 2 | 5 | 67 | 10 |  | 7 | Removal of damaged perimeter skirting and replace with new to match existing ,Including cart -away of damaged material(Paint elsewhere measured)( Total overall Measured Area)(Approximately 50% to be replaced) | m | 93 |  | 0 |  |  | 09/12/2023 10:24:53
237 | 64 | 2 | 5 | 67 | 11 |  | 8 | Remove existing Cork flooring including preparation, supply and installation of new approved flooring to match existing including cart -away damaged material(Harold Strange Library)( Total overall Measured Area) | m2 | 135 |  | 0 |  |  | 09/12/2023 10:24:53
238 | 65 | 2 | 5 | 67 | 12 |  | 9 | Remove existing Cork flooring including preparation, supply and installation of new approved flooring to match existing including cart -away damaged material(Across from Music Collection)( Total overall Measured Area) | m2 | 101 |  | 0 |  |  | 09/12/2023 10:24:53
239 | 66 | 2 | 5 | 67 | 13 |  | 10 | Remove existing Cork flooring including preparation, supply and installation of new approved flooring to match existing including cart -away damaged material(Music Store)( Total overall Measured Area) | m2 | 156 |  | 0 |  |  | 09/12/2023 10:24:53
240 | 67 | 2 | 5 | 67 | 14 |  | 11 | Remove existing Cork flooring including preparation, supply and installation of new approved flooring to match existing including cart -away damaged material(Directors Office)( Total overall Measured Area) | m2 | 57 |  | 0 |  |  | 09/12/2023 10:24:53
241 | 68 | 2 | 5 | 68 |  |  |  | SECOND FLOOR | H2 | 0 |  |  |  |  | 13/06/2024 06:01:03
242 | 69 | 2 | 5 | 68 | 15 |  | 12 | Remove existing parquet flooring and set aside for later reinstallation in similar position, including preparation and reinstallation of approved old flooring including supply and installation of new flooring to match existing including cart -away damaged material (African Collection-Next to Female Ablutions)(Paint elsewhere measured) (Total overall Measured Area)(Approximately 40% to be replaced) | m2 | 342 |  | 0 |  |  | 09/12/2023 10:24:53
243 | 70 | 2 | 5 | 68 | 16 |  | 8 | Prepare surface to receive flooring | m2 | 1390 |  | 0 |  |  | 14/06/2024 08:35:32
244 | 71 | 2 | 5 | 68 | 17 |  | 13 | Removal of damaged perimeter skirting and replace with new to match existing ,Including cart -away of damaged material(African Collection-Next to Female Ablutions(Paint elsewhere measured)(Total overall Measured Area)(Approximately 40% to be replaced) | m | 157 |  | 0 |  |  | 09/12/2023 10:24:53
245 | 72 | 2 | 5 | 68 | 18 |  | 14 | Remove existing parquet flooring and set aside for later reinstallation in similar position, including preparation and reinstallation of approved old flooring including supply and installation of new flooring to match existing including cart -away damaged material (African Collection above Gallery)(Paint elsewhere measured) (Total overall Measured Area)(Approximately 40% to be replaced) | m2 | 233 |  | 0 |  |  | 09/12/2023 10:24:53
246 | 73 | 2 | 5 | 68 | 19 |  | 15 | Removal of damaged perimeter skirting and replace with new to match existing ,Including cart -away of damaged material(African Collection above Gallery)(Paint elsewhere measured)(Total overall Measured Area)(Approximately 40% to be replaced) | m | 86 |  | 0 |  |  | 09/12/2023 10:24:53
247 | 74 | 2 | 5 | 69 | 20 |  | 16 | Remove existing parquet flooring and set aside for later reinstallation in similar position, including preparation and reinstallation of approved old flooring including supply and installation of new flooring to match existing including cart -away damaged material (African Collection Next to Male Ablutions)(Paint elsewhere measured) (Total overall Measured Area)(Approximately 40% to be replaced) | m2 | 639 |  | 0 |  |  | 09/12/2023 10:24:53
248 | 75 | 2 | 5 | 69 | 21 |  | 17 | Removal of damaged perimeter skirting and replace with new to match existing ,Including cart -away of damaged material(African Collection Next to Male Ablutions))(Paint elsewhere measured)(Total overall Measured Area)(Approximately 40% to be replaced) | m | 109 |  | 0 |  |  | 09/12/2023 10:24:53
250 | 2575 | 2 | 6 | 71 |  | 32 |  | BILL NO. 8 | H1 | 0 |  |  |  |  | 13/06/2024 05:59:34
251 | 2576 | 2 | 6 | 71 |  | 32 |  | IRONMONGERY | H1 | 0 |  |  |  |  | 13/06/2024 05:59:34
252 | 2594 | 2 | 6 | 71 |  |  |  | The Tenderer is referred to the relevant Clauses in the separate document Model Preambles for Trades (2017 Edition) and to the Supplementary Preambles which are incorporated at the front of these Bills of Quantities. |  | 0 |  |  |  |  | 14/06/2024 08:42:20
253 | 2577 | 2 | 6 | 71 |  | 32 |  | NOTE: Tenderers are advised to study the preambles before pricing this bill. |  | 0 |  |  |  |  | 13/06/2024 05:59:34
254 | 2578 | 2 | 6 | 71 |  | 32 |  | NOTE: For the supply of ironmongery see separate bill of Provisional Amounts. |  | 0 |  |  |  |  | 13/06/2024 05:59:34
255 | 2579 | 2 | 6 | 71 |  | 32 |  | NOTE: Prices are to include for fixing ironmongery to softwood, hardwood or pressed metal door frames, etc. |  | 0 |  |  |  |  | 13/06/2024 05:59:34
256 | 2580 | 2 | 6 | 71 |  | 32 |  | Take delivery of and fix only the following ironmongery: | H3 | 0 |  |  |  |  | 13/06/2024 05:59:34
257 | 2581 | 2 | 6 | 71 |  | 32 |  | Bolts: | H3 | 0 |  |  |  |  | 13/06/2024 05:59:34
258 | 2582 | 2 | 6 | 71 | 1 | 32.1 |  | 150 mm Flush bolt and keep | No | 10 |  | 0 |  |  | 13/06/2024 06:01:23
259 | 2583 | 2 | 6 | 71 |  | 32 |  | Locks and furniture: | H3 | 0 |  |  |  |  | 13/06/2024 05:59:34
260 | 2584 | 2 | 6 | 71 | 2 | 32.2 |  | WC indicator bolt. | No | 25 |  | 0 |  |  | 13/06/2024 05:59:34
261 | 2585 | 2 | 6 | 71 | 3 | 32.3 |  | Mortice lock and furniture. | No | 10 |  | 0 |  |  | 13/06/2024 05:59:34
262 | 2586 | 2 | 6 | 71 | 4 | 32.4 |  | Rebated cylinder lock, furniture and rebate kit. | No | 30 |  | 0 |  |  | 13/06/2024 06:01:27
263 | 2587 | 2 | 6 | 71 |  | 32 |  | Sundries: | H3 | 0 |  |  |  |  | 13/06/2024 05:59:34
264 | 2588 | 2 | 6 | 71 | 5 | 32.6 |  | Overhead door closer. | No | 5 |  | 0 |  |  | 13/06/2024 05:59:34
265 | 2589 | 2 | 6 | 71 | 6 | 32.7 |  | Door stop plugged and screwed to brickwork or concrete. | No | 10 |  | 0 |  |  | 13/06/2024 05:59:34
267 | 2315 | 2 | 7 | 72 |  |  |  | BUILDERS WORK SECTION No. 2 | H1 | 0 |  |  |  |  | 08/03/2024 12:26:06
268 | 2303 | 2 | 7 | 72 |  |  |  | BILL NO 7: METALWORK | H1 | 0 |  |  |  |  | 08/03/2024 12:26:35
269 | 2320 | 2 | 7 | 72 |  |  |  | Preambles | H2 | 0 |  |  |  |  | 08/03/2024 12:31:29
270 | 2321 | 2 | 7 | 72 |  |  |  | The Tenderer is referred to the relevant Clauses in the separate document Model Preambles for Trades (2017 Edition) and to the Supplementary Preambles which are incorporated at the front of these Bills of Quantities. |  | 0 |  |  |  |  | 14/06/2024 08:42:04
271 | 2305 | 2 | 7 | 72 |  |  |  | SUPPLEMENTARY PREAMBLES | H2 | 0 |  |  |  |  | 08/03/2024 12:25:42
272 | 2306 | 2 | 7 | 72 |  |  |  | Descriptions of bolts, anchors, etc | H4 | 0 |  |  |  |  | 08/03/2024 12:25:42
273 | 2307 | 2 | 7 | 72 |  |  |  | Descriptions of bolts shall be deemed to include nuts and washers |  | 0 |  |  |  |  | 08/03/2024 12:25:43
274 | 2308 | 2 | 7 | 72 |  |  |  | Descriptions of expansion anchors and bolts and chemical anchors and bolts shall be deemed to include nuts, washers and mortices in brickwork or concrete |  | 0 |  |  |  |  | 08/03/2024 12:25:43
275 | 2309 | 2 | 7 | 72 |  |  |  | Items described as "holed for bolt(s)" shall be deemed to exclude the bolts unless otherwise described |  | 0 |  |  |  |  | 08/03/2024 12:25:43
276 | 2310 | 2 | 7 | 72 |  |  |  | Items described as "plugged" shall be deemed to include screwing to fibre, plastic or metal plugs at not exceeding 600mm centres |  | 0 |  |  |  |  | 08/03/2024 12:25:43
277 | 2311 | 2 | 7 | 73 |  |  |  | Aluminium doors, windows, etc | H4 | 0 |  |  |  |  | 08/03/2024 12:25:43
278 | 2312 | 2 | 7 | 73 |  |  |  | Doors and windows shall comply with AAAMSA design criteria Glazing shall comply with SAGGA regulations. Glass shall be type laminated performance glass as shown on the window schedules/drawings appended to these bills of quantities (as described in the headings to window descriptions). Glass thickness shall comply with SAGGA regulations irrespective of thicknesses shown on the schedules/drawings Doors and windows shall be supplied with protective tape and plastic and shall be removed only once surrounding trades have been completed For purpose made windows and doors, refer to drawings issued separately from these bills of quantities. |  | 0 |  |  |  |  | 14/06/2024 04:10:42
279 | 2313 | 2 | 7 | 73 |  |  |  | The following certificates shall be provided prior to commencement of site work:1 A copy of the relevant AAAMSA Performance Test Certificate from the manufacturer/contractor supplying the architectural aluminium product 2 A Certificate of Conformance confirming that anodising or powder coating has been processed in accordance with SANS 999 and SANS 1796 respectively |  | 0 |  |  |  |  | 08/03/2024 12:25:43
280 | 2314 | 2 | 7 | 74 |  |  |  | 3 A powder guarantee of not less than 15 years issued by the powder manufacturer. The specific conditions contained in this guarantee shall form part of the powder coating process 4 A Certificate of Conformance confirming that glazing has been installed in accordance with SANS 0137, ensuring that safety glazing materials have been installed in the mandatory areas and that each individual pane of safety glazing materials has been permanently marked5 A warranty from the manufacturer of the laminated safety glass and/or hermetically sealed glazing units guaranteeing the products against delamination and colour degredation for a period of not less than five years |  | 0 |  |  |  |  | 13/06/2024 05:43:11
281 | 2316 | 2 | 7 | 74 |  |  |  | GLAZED BALUSTRADING | H2 | 0 |  |  |  |  | 08/03/2024 12:27:05
282 | 2317 | 2 | 7 | 74 |  |  |  | Supply and install 1000mm High Glass Balustrading on outside edge of existing balustrade to achieve 1000mm balustrade height for the following levels: Ground Floor, Mezzanine, First Floor and Second Floor | H3 | 0 |  |  |  |  | 08/03/2024 12:27:36
283 | 2318 | 2 | 7 | 74 |  |  |  | Balustrading is to be as per the Architects specification, shop drawings are to be submitted before manufacture for approval by the client and architect. | H3 | 0 |  |  |  |  | 08/03/2024 12:27:50
284 | 2319 | 2 | 7 | 74 | 1 |  |  | Frameless toughened safety glass balustrade panels 1000mm high in suitable lengths with bottom edge fixed with 38mm Standoff bracket to the edge of wall | m | 561 |  | 0 |  |  | 08/03/2024 12:28:35
285 | 2573 | 2 | 7 | 74 |  |  |  | SERVICING OF WINDOWS | H2 | 0 |  |  |  |  | 13/06/2024 05:45:33
286 | 2591 | 2 | 7 | 75 |  |  |  | Making good of existing steel windows | H3 | 0 |  |  |  |  | 14/06/2024 08:29:41
287 | 2592 | 2 | 7 | 75 | 2 |  |  | All existing windows to be serviced comprising of bent sections straightened, loose intersections welded, broken hinges repaired, damaged and missing stays and catches replaced | m2 | 315 |  | 0 |  |  | 14/06/2024 08:30:39
289 | 2564 | 2 | 8 | 77 |  |  |  | SECTION NO. 2 : PRINCIPAL CONTRACTOR | H1 | 0 |  |  |  |  | 13/06/2024 05:39:11
290 | 2565 | 2 | 8 | 77 |  |  |  | BILL NO. 8 : GLAZING | H1 | 0 |  |  |  |  | 13/06/2024 05:39:40
291 | 2566 | 2 | 8 | 77 |  |  |  | SUPPLEMENTARY PREAMBLES | H2 | 0 |  |  |  |  | 13/06/2024 05:39:12
292 | 2567 | 2 | 8 | 77 |  |  |  | The Tenderer is referred to the relevant Clauses in the separate document Model Preambles for Trades (2017 Edition) and to the Supplementary Preambles which are incorporated at the front of these Bills of Quantities. |  | 0 |  |  |  |  | 14/06/2024 08:41:55
293 | 2568 | 2 | 8 | 77 |  |  |  | GLAZING TO STEEL WITH PUTTY | H2 | 0 |  |  |  |  | 13/06/2024 05:39:12
294 | 2569 | 2 | 8 | 77 |  |  |  | 4mm Clear laminated safety glass: | H3 | 0 |  |  |  |  | 13/06/2024 05:39:12
295 | 2570 | 2 | 8 | 77 | 1 |  |  | Panes not exceeding 0,1 m². | m2 | 252 |  | 0 |  |  | 13/06/2024 05:39:12
296 | 2572 | 2 | 8 | 77 | 2 |  |  | Panes exceeding 0,1m² and not exceeding 0,5m² | m2 | 63 |  | 0 |  |  | 13/06/2024 05:44:33
298 | 1179 | 2 | 9 | 78 |  |  |  | BUILDERS WORK SECTION No. 2 | H1 | 0 |  |  |  |  | 10/12/2023 09:50:04
299 | 154 | 2 | 9 | 78 |  |  |  | BILL NO 9: PAINTWORK | H1 | 0 |  |  |  |  | 10/12/2023 09:51:08
300 | 155 | 2 | 9 | 78 |  |  |  | Preambles | H2 | 0 |  |  |  |  | 09/12/2023 10:24:53
301 | 156 | 2 | 9 | 78 |  |  |  | The Tenderer is referred to the relevant Clauses in the separate document Model Preambles for Trades (2017 Edition) and to the Supplementary Preambles which are incorporated at the front of these Bills of Quantities. |  | 0 |  |  |  |  | 14/06/2024 08:41:43
302 | 157 | 2 | 9 | 78 |  |  |  | Supplementary preambles | H2 | 0 |  |  |  |  | 09/12/2023 10:24:53
303 | 158 | 2 | 9 | 78 |  |  |  | All works are to be executed in conjunction with the architectural drawings and/or specification provided and inline with the approved method statement. |  | 0 |  |  |  |  | 09/12/2023 10:24:53
304 | 159 | 2 | 9 | 78 |  |  |  | All ceilings and cornice's are to be prepared as per specialist /architects instruction. |  | 0 |  |  |  |  | 09/12/2023 10:24:53
305 | 160 | 2 | 9 | 78 |  |  |  | All dimensions, levels and heights are to be checked on site and any discrepancies to be reported to the project architect before any work commences. |  | 0 |  |  |  |  | 09/12/2023 10:24:53
306 | 161 | 2 | 9 | 78 |  |  |  | PREPARATORY WORK TO EXISTING WORK | H2 | 0 |  |  |  |  | 09/12/2023 10:24:53
307 | 162 | 2 | 9 | 78 |  |  |  | Previously painted plastered surfaces | H3 | 0 |  |  |  |  | 09/12/2023 10:24:53
308 | 163 | 2 | 9 | 78 |  |  |  | Surfaces shall be thoroughly washed down and allowed to dry completely before any paint is applied. Blistered or peeling paint shall be completely removed and cracks shall be opened, filled with a suitable filler and finished smooth |  | 0 |  |  |  |  | 09/12/2023 10:24:53
309 | 164 | 2 | 9 | 79 |  |  |  | Previously painted metal surfaces | H3 | 0 |  |  |  |  | 09/12/2023 10:24:53
310 | 165 | 2 | 9 | 79 |  |  |  | Surfaces shall be thoroughly rubbed and cleaned down. Blistered or peeling paint shall be completely removed down to bare metal |  | 0 |  |  |  |  | 09/12/2023 10:24:53
311 | 166 | 2 | 9 | 79 |  |  |  | Previously painted wood surfaces | H3 | 0 |  |  |  |  | 09/12/2023 10:24:53
312 | 167 | 2 | 9 | 79 |  |  |  | Surfaces shall be thoroughly cleaned down. Blistered or peeling paint shall be completely removed and cracks and crevices shall be primed, filled with suitable filler and finished smooth |  | 0 |  |  |  |  | 09/12/2023 10:24:53
313 | 168 | 2 | 9 | 79 |  |  |  | PAINT SPECIFICATIONS | H3 | 0 |  |  |  |  | 09/12/2023 10:24:53
314 | 169 | 2 | 9 | 79 |  |  |  | All painting shall be executed in conjunction with the architectural drawings and/or specification provided and in-line with the approved method statement |  | 0 |  |  |  |  | 09/12/2023 10:24:53
315 | 170 | 2 | 9 | 79 |  |  |  | COLOURS | H3 | 0 |  |  |  |  | 09/12/2023 10:24:53
316 | 171 | 2 | 9 | 79 |  |  |  | Extra over for paintwork on components (ceilings) in the White" colour group for paintwork in the "Pastel" colour group |  | 0 |  |  |  |  | 09/12/2023 10:24:53
317 | 172 | 2 | 9 | 79 |  |  |  | Extra over for paintwork on components in the Pastel" colour group for paintwork in the "Deep" colour group (Provisional) |  | 0 |  |  |  |  | 09/12/2023 10:24:53
318 | 173 | 2 | 9 | 79 |  |  |  | Unless otherwise described paintwork on ceilings shall be deemed to be in the "White" colour group and paintwork on all other components shall be deemed to be in the "Pastel" colour group in accordance with the Natural Colour System (NCS) adopted by the SA National Standards |  | 0 |  |  |  |  | 09/12/2023 10:24:53
319 | 174 | 2 | 9 | 79 |  |  |  | PAINTWORK TO EXISTING AND REPAIRED DECORATIVE CEILINGS | H3 | 0 |  |  |  |  | 09/12/2023 10:24:53
320 | 175 | 2 | 9 | 79 |  |  |  | TO MATCH EXISTING | H3 | 0 |  |  |  |  | 09/12/2023 10:24:53
321 | 176 | 2 | 9 | 80 |  |  |  | Suitable and approved undercoat and finishing coats to match existing | H4 | 0 |  |  |  |  | 09/12/2023 10:24:53
322 | 177 | 2 | 9 | 80 |  |  |  | SEMI - BASEMENT | H3 | 0 |  |  |  |  | 14/06/2024 08:35:49
323 | 178 | 2 | 9 | 80 | 1 |  |  | On new and existing ceilings (Underside of balcony) (no2) (Total overall measured area) | m2 | 29 |  | 0 |  |  | 09/12/2023 10:24:53
324 | 179 | 2 | 9 | 80 | 2 |  |  | On new and existing ceilings (Theater Lobby) (Total overall measured area)(Approximately 80% to be replaced) | m2 | 58 |  | 0 |  |  | 09/12/2023 10:24:53
325 | 180 | 2 | 9 | 80 | 3 |  |  | On new and existing cornice (Theater Lobby) (Total overall measured area)(Approximately 80% to be replaced) | m | 26 |  | 0 |  |  | 09/12/2023 10:24:53
326 | 181 | 2 | 9 | 80 |  |  |  | FIRST FLOOR | H3 | 0 |  |  |  |  | 14/06/2024 04:04:00
327 | 182 | 2 | 9 | 80 | 4 |  |  | On new and existing Ceilings (Michaelis Art Library) (Total overall measured area) | m2 | 355 |  | 0 |  |  | 09/12/2023 10:24:53
328 | 183 | 2 | 9 | 80 | 5 |  |  | On new and existing Cornice (Michaelis Art Library) (Total overall measured area) | m | 93 |  | 0 |  |  | 09/12/2023 10:24:53
329 | 184 | 2 | 9 | 80 | 6 |  |  | On new and existing Ceilings (Gallery) (Total overall measured area) | m2 | 230 |  | 0 |  |  | 09/12/2023 10:24:53
330 | 185 | 2 | 9 | 80 | 7 |  |  | On new and existing Cornice (Gallery) (Total overall measured area) | m | 61 |  | 0 |  |  | 09/12/2023 10:24:53
331 | 186 | 2 | 9 | 80 | 8 |  |  | On new and existing Ceilings (no2 Offices ( 12m² + 22 m²) (Total overall measured area) | m2 | 34 |  | 0 |  |  | 09/12/2023 10:24:53
332 | 187 | 2 | 9 | 80 | 9 |  |  | On new and existing Cornice (no2 Offices ( 12m² +22 m²) (Total overall measured area) | m | 34 |  | 0 |  |  | 09/12/2023 10:24:53
333 | 188 | 2 | 9 | 80 |  |  |  | SECOND FLOOR | H3 | 0 |  |  |  |  | 14/06/2024 04:04:05
334 | 189 | 2 | 9 | 80 | 10 |  |  | On new and existing Ceilings (Africana Collection - Next to female Ablutions)(Total overall measured area) | m2 | 342 |  | 0 |  |  | 09/12/2023 10:24:53
335 | 190 | 2 | 9 | 81 | 11 |  |  | On new and existing Cornice(Africana Collection - Next to female Ablutions) (Total overall measured area) | m | 156 |  | 0 |  |  | 09/12/2023 10:24:53
336 | 191 | 2 | 9 | 81 | 12 |  |  | On new and existing duct cover (Africana Collection)( Total overall Measured length)(Approximately 8.8m) | No | 3 |  | 0 |  |  | 09/12/2023 10:24:53
337 | 192 | 2 | 9 | 81 | 13 |  |  | On new and existing Ceilings (Africana Collection Foyer- Next to female Ablutions)(Total overall measured area) | m2 | 18 |  | 0 |  |  | 09/12/2023 10:24:53
338 | 193 | 2 | 9 | 81 | 14 |  |  | On new and existing Cornice (Africana Collection Foyer- Next to female Ablutions) (Total overall measured area) | m | 17 |  | 0 |  |  | 09/12/2023 10:24:53
339 | 194 | 2 | 9 | 81 | 15 |  |  | On new and existing Ceilings (Africana Collection Foyer- Next to Male Ablutions)(Total overall measured area) | m2 | 28 |  | 0 |  |  | 09/12/2023 10:24:53
340 | 195 | 2 | 9 | 81 | 16 |  |  | On new and existing Cornice (Africana Collection Foyer- Next to Male Ablutions) (Total overall measured area) | m | 23 |  | 0 |  |  | 09/12/2023 10:24:53
341 | 196 | 2 | 9 | 81 | 17 |  |  | On new and existing Ceilings (Africana Collection Next to Male Ablutions)(Total overall measured area) | m2 | 639 |  | 0 |  |  | 09/12/2023 10:24:53
342 | 197 | 2 | 9 | 81 | 18 |  |  | On new and existing Cornice (Africana Collection Next to Male Ablutions) (Total overall measured area) | m | 109 |  | 0 |  |  | 09/12/2023 10:24:53
343 | 198 | 2 | 9 | 81 |  |  |  | ON EXISTING SURFACES IN SOUND CONDITION | H3 | 0 |  |  |  |  | 09/12/2023 10:24:53
344 | 199 | 2 | 9 | 81 |  |  |  | SECOND FLOOR | H3 | 0 |  |  |  |  | 14/06/2024 08:36:09
345 | 200 | 2 | 9 | 81 |  |  |  | Suitable and approved undercoat and finishing coats to match existing | H4 | 0 |  |  |  |  | 09/12/2023 10:24:53
346 | 201 | 2 | 9 | 81 | 19 |  |  | On 770 x 770mm x 3140 mm High Columns (Africana Collection next to Female Ablutions) | No | 6 |  | 0 |  |  | 09/12/2023 10:24:53
347 | 202 | 2 | 9 | 81 |  |  |  | ON REPAIRED FLOORS ( Parquet & Cork) | H3 | 0 |  |  |  |  | 09/12/2023 10:24:53
348 | 203 | 2 | 9 | 82 |  |  |  | Two coats suitable and approved non-slip floor sealant to match existing | H4 | 0 |  |  |  |  | 09/12/2023 10:24:53
349 | 204 | 2 | 9 | 82 |  |  |  | REFFER TO DRAWING no 103 - SEMI - BASEMENT | H3 | 0 |  |  |  |  | 09/12/2023 10:24:53
350 | 205 | 2 | 9 | 82 | 20 |  |  | On parquet floor (Theater Lobby) | m2 | 58 |  | 0 |  |  | 09/12/2023 10:24:54
351 | 206 | 2 | 9 | 82 | 21 |  |  | On Skirtings (Theater Lobby) | m | 43 |  | 0 |  |  | 09/12/2023 10:24:54
352 | 207 | 2 | 9 | 82 |  |  |  | GROUND FLOOR | H3 | 0 |  |  |  |  | 14/06/2024 08:36:17
353 | 208 | 2 | 9 | 82 | 22 |  |  | On Cork floor (Children's Library) | m2 | 141 |  | 0 |  |  | 09/12/2023 10:24:54
354 | 209 | 2 | 9 | 82 | 23 |  |  | On Cork floor (Young Adults Reference Library) | m2 | 140 |  | 0 |  |  | 09/12/2023 10:24:54
355 | 210 | 2 | 9 | 82 |  |  |  | FIRST FLOOR | H3 | 0 |  |  |  |  | 14/06/2024 08:36:21
356 | 211 | 2 | 9 | 82 | 24 |  |  | On Parquet floor (Michaelis Art Library) | m2 | 506 |  | 0 |  |  | 09/12/2023 10:24:54
357 | 212 | 2 | 9 | 82 | 25 |  |  | On Skirtings (Michaelis Art Library) | m | 93 |  | 0 |  |  | 09/12/2023 10:24:54
358 | 213 | 2 | 9 | 82 | 26 |  |  | On Cork floor (Harold Strange Library) | m2 | 135 |  | 0 |  |  | 09/12/2023 10:24:54
359 | 214 | 2 | 9 | 82 | 27 |  |  | On Skirtings (Harold Strange Library) | m | 50 |  | 0 |  |  | 09/12/2023 10:24:54
360 | 215 | 2 | 9 | 82 | 28 |  |  | On Cork floor (Across from Music Collection) | m2 | 101 |  | 0 |  |  | 09/12/2023 10:24:54
361 | 216 | 2 | 9 | 82 | 29 |  |  | On Skirtings (Across from Music Collection) | m | 43 |  | 0 |  |  | 09/12/2023 10:24:54
362 | 217 | 2 | 9 | 82 | 30 |  |  | On Cork floor (Music Store) | m2 | 156 |  | 0 |  |  | 09/12/2023 10:24:54
363 | 218 | 2 | 9 | 82 | 31 |  |  | On Skirtings (Music Store) | m | 54 |  | 0 |  |  | 09/12/2023 10:24:54
364 | 219 | 2 | 9 | 82 | 32 |  |  | On Cork floor (Directors Office) | m2 | 57 |  | 0 |  |  | 09/12/2023 10:24:54
365 | 220 | 2 | 9 | 82 | 33 |  |  | On Skirtings (Directors Office) | m | 31 |  | 0 |  |  | 09/12/2023 10:24:54
366 | 221 | 2 | 9 | 82 |  |  |  | SECOND FLOOR | H3 | 0 |  |  |  |  | 14/06/2024 08:36:28
367 | 222 | 2 | 9 | 82 | 34 |  |  | On Parquet floor (Africana Collection -Next to female Ablutions) | m2 | 342 |  | 0 |  |  | 09/12/2023 10:24:54
368 | 223 | 2 | 9 | 83 | 35 |  |  | On Skirtings (Africana Collection -Next to female Ablutions) | m | 156 |  | 0 |  |  | 09/12/2023 10:24:54
369 | 224 | 2 | 9 | 83 | 36 |  |  | On Parquet floor (Africana Collection Above Gallery) | m2 | 233 |  | 0 |  |  | 09/12/2023 10:24:54
370 | 225 | 2 | 9 | 83 | 37 |  |  | On Skirtings (Africana Collection Above Gallery) | m | 86 |  | 0 |  |  | 09/12/2023 10:24:54
371 | 226 | 2 | 9 | 83 | 38 |  |  | On Parquet floor (Africana Collection - Next to Male Ablutions) | m2 | 639 |  | 0 |  |  | 09/12/2023 10:24:54
372 | 227 | 2 | 9 | 83 | 39 |  |  | On Skirtings (Africana Collection - Next to Male Ablutions) | m | 109 |  | 0 |  |  | 09/12/2023 10:24:54
373 | 228 | 2 | 9 | 83 |  |  |  | PAINTWORK, ETC TO EXISTING WALLS | H3 | 0 |  |  |  |  | 09/12/2023 10:24:54
374 | 229 | 2 | 9 | 83 |  |  |  | Suitable and approved undercoat and finishing coats to match existing | H4 | 0 |  |  |  |  | 09/12/2023 10:24:54
375 | 230 | 2 | 9 | 83 |  |  |  | SEMI BASEMENT | H3 | 0 |  |  |  |  | 14/06/2024 08:36:35
376 | 231 | 2 | 9 | 83 | 40 |  |  | On existing walls (Theatre) (Total overall measured area) | m2 | 36 |  | 0 |  |  | 09/12/2023 10:24:54
377 | 232 | 2 | 9 | 83 |  |  |  | GROUND FLOOR | H3 | 0 |  |  |  |  | 14/06/2024 08:36:40
378 | 233 | 2 | 9 | 83 | 41 |  |  | On existing walls (Children's Library)( Total overall Measured Area) | m2 | 55 |  | 0 |  |  | 09/12/2023 10:24:54
379 | 234 | 2 | 9 | 83 | 42 |  |  | On existing walls (Female Ablutions)( Total overall Measured Area) | m2 | 67 |  | 0 |  |  | 09/12/2023 10:24:54
380 | 235 | 2 | 9 | 83 | 43 |  |  | On existing walls (Behind Lift)(Male Ablutions)( Total overall Measured Area) | m2 | 71 |  | 0 |  |  | 09/12/2023 10:24:54
381 | 236 | 2 | 9 | 83 |  |  |  | MEZZANINE FLOOR | H3 | 0 |  |  |  |  | 14/06/2024 08:36:47
382 | 237 | 2 | 9 | 83 | 44 |  |  | On existing walls (Behind Lobby)(Male Ablutions)( Total overall Measured Area) | m2 | 15 |  | 0 |  |  | 09/12/2023 10:24:54
383 | 238 | 2 | 9 | 83 | 45 |  |  | On existing walls (Behind Lift )(Male Ablutions)( Total overall Measured Area) | m2 | 65 |  | 0 |  |  | 09/12/2023 10:24:54
384 | 239 | 2 | 9 | 84 |  |  |  | FIRST FLOOR | H3 | 0 |  |  |  |  | 14/06/2024 08:36:51
385 | 240 | 2 | 9 | 84 | 46 |  |  | On existing walls (Female Ablutions)( Total overall Measured Area) | m2 | 64 |  | 0 |  |  | 09/12/2023 10:24:54
386 | 241 | 2 | 9 | 84 | 47 |  |  | On existing walls (Behind Lobby)(Male Ablutions)( Total overall Measured Area) | m2 | 25 |  | 0 |  |  | 09/12/2023 10:24:54
387 | 242 | 2 | 9 | 84 | 48 |  |  | On existing walls (Behind Lift) (Male Ablutions)( Total overall Measured Area) | m2 | 68 |  | 0 |  |  | 09/12/2023 10:24:54
388 | 243 | 2 | 9 | 84 | 49 |  |  | On existing walls (Music Store)( Total overall Measured Area) | m2 | 215 |  | 0 |  |  | 09/12/2023 10:24:54
389 | 244 | 2 | 9 | 84 |  |  |  | SECOND FLOOR | H3 | 0 |  |  |  |  | 14/06/2024 08:36:57
390 | 245 | 2 | 9 | 84 | 50 |  |  | On existing walls (Africana Collection Foyer- Next to female Ablutions)( Total overall Measured Area) | m2 | 112 |  | 0 |  |  | 09/12/2023 10:24:54
391 | 246 | 2 | 9 | 84 | 51 |  |  | On existing walls (Africana Collection Female Ablutions)( Total overall Measured Area) | m2 | 43 |  | 0 |  |  | 09/12/2023 10:24:54
392 | 247 | 2 | 9 | 84 | 52 |  |  | On existing walls (Africana Collection Male Ablutions)( Total overall Measured Area) | m2 | 48 |  | 0 |  |  | 09/12/2023 10:24:54
393 | 248 | 2 | 9 | 84 | 53 |  |  | On existing walls (Africana Collection Next to Male Ablutions)( Total overall Measured Area) | m2 | 338 |  | 0 |  |  | 09/12/2023 10:24:54
394 | 249 | 2 | 9 | 84 | 54 |  |  | On existing walls (Africana Collection Foyer- Next to Male Ablutions) ( Total overall Measured Area) | m2 | 152 |  | 0 |  |  | 09/12/2023 10:24:54
396 | 2325 | 2 | 10 | 86 |  | 44 |  | BILL NO. 15 | H1 | 0 |  |  |  |  | 13/06/2024 03:57:54
397 | 2326 | 2 | 10 | 86 |  | 44 |  | PROVISIONAL AMOUNTS | H1 | 0 |  |  |  |  | 13/06/2024 03:57:54
398 | 2593 | 2 | 10 | 86 |  |  |  | The Tenderer is referred to the relevant Clauses in the separate document Model Preambles for Trades (2017 Edition) and to the Supplementary Preambles which are incorporated at the front of these Bills of Quantities. |  | 0 |  |  |  |  | 14/06/2024 08:41:32
399 | 2327 | 2 | 10 | 86 |  | 44 |  | Note: The following work is to be executed by nominated or selected sub-contractors and suppliers in terms of Clauses 14 and 15 of the JBCC Principal Building Agreement Edition 6.2 dated May 2018. |  | 0 |  |  |  |  | 14/06/2024 08:43:48
400 | 2471 | 2 | 10 | 86 |  | 44 |  | Note: The successful tenderer will be expected to provide a minimum of 3 (THREE) detailed quotation to substantiate the provisional sum amounts. |  | 0 |  |  |  |  | 13/06/2024 05:02:25
401 | 2328 | 2 | 10 | 86 |  | 44 |  | Note: All Provisional Amounts shall be NETt. Work for which budgetary allowances are provided will be measured and valued in accordance with the relevant building contract and deducted in whole or in part if not required without any compensation for loss of profit on the said allowances |  | 0 |  |  |  |  | 14/06/2024 08:44:24
402 | 2333 | 2 | 10 | 86 |  | 44 |  | BIRD PROOFING INSTALLATION : | H2 | 0 |  |  |  |  | 13/06/2024 05:10:11
403 | 2334 | 2 | 10 | 86 | 1 | 44.4 |  | Provide the sum of R50 000.00 (Fifty Thousand Rand) for the bird proofing installation executed complete. | Item | 1 | 50000 | 50000 |  |  | 13/06/2024 05:10:37
404 | 2336 | 2 | 10 | 86 | 2 | 50.2 |  | Add for profit | Item | 1 |  | 0 |  |  | 13/06/2024 05:11:10
405 | 2338 | 2 | 10 | 86 | 3 | 50.3 |  | Allow for attendance | Item | 1 |  | 0 |  |  | 13/06/2024 05:11:16
406 | 2345 | 2 | 10 | 87 |  | 44 |  | PLUMBING AND DRAINAGE: | H2 | 0 |  |  |  |  | 13/06/2024 03:57:55
407 | 2346 | 2 | 10 | 87 | 4 | 44.10 |  | Provide the sum of R700 000.00 (Seven Hundred Thousand Rand) for the plumbing and drainage installation executed complete. | Item | 1 | 700000 | 700000 |  |  | 13/06/2024 05:36:41
408 | 2348 | 2 | 10 | 87 | 5 | 50.2 |  | Add for profit | Item | 1 |  | 0 |  |  | 13/06/2024 05:37:29
409 | 2350 | 2 | 10 | 87 | 6 | 50.3 |  | Allow for attendance | Item | 1 |  | 0 |  |  | 13/06/2024 05:37:36
410 | 2351 | 2 | 10 | 87 |  | 45 |  | EXTERNAL FACADES : | H2 | 0 |  |  |  |  | 14/06/2024 08:31:21
411 | 2352 | 2 | 10 | 87 | 7 | 45.13 |  | Provide the sum of R1 750 000.00 (One Million Seven Hundred and Fifty Thousand Rand) for the external facade treatments executed complete. | Item | 1 | 1750000 | 1750000 |  |  | 14/06/2024 08:32:10
412 | 2353 | 2 | 10 | 87 | 8 | 45.14 |  | Add for profit. | Item | 1 |  | 0 |  |  | 14/06/2024 08:33:04
413 | 2355 | 2 | 10 | 87 | 9 | 45.15 |  | Allow for attendance. | Item | 1 |  | 0 |  |  | 14/06/2024 08:33:10
414 | 2455 | 2 | 10 | 87 |  | 47 |  | PRIME COSTS : | H2 | 0 |  |  |  |  | 14/06/2024 08:46:44
415 | 2456 | 2 | 10 | 87 |  | 47.52 |  | The following Amounts are for goods delivered on site. |  | 0 |  |  |  |  | 14/06/2024 08:47:11
416 | 2437 | 2 | 10 | 87 |  | 47 |  | IRONMONGERY: | H2 | 0 |  |  |  |  | 13/06/2024 03:58:00
417 | 2438 | 2 | 10 | 87 | 10 | 47.46 |  | Provide the sum of R50 000.00 (Fifty Thousand Rand) for ironmongery supplied complete. | Item | 1 | 50000 | 50000 |  |  | 13/06/2024 05:54:49
418 | 2441 | 2 | 10 | 87 | 11 | 47.50 |  | Add for profit. | Item | 1 |  | 0 |  |  | 13/06/2024 05:56:05
419 | 2442 | 2 | 10 | 87 | 12 | 47.51 |  | Allow for attendance. | Item | 1 |  | 0 |  |  | 13/06/2024 05:56:11
420 | 2459 | 2 | 10 | 87 |  | 48 |  | BUDGETARY ALLOWANCE : | H2 | 0 |  |  |  |  | 14/06/2024 08:45:03
421 | 2464 | 2 | 10 | 88 |  |  |  | BUILDERS WORK | H2 | 0 |  |  |  |  | 13/06/2024 05:06:13
422 | 2465 | 2 | 10 | 88 | 13 | 48.58 |  | Allow the Budgetary Allowance of R3 500 000.00 (Three Million Five Hundred Thousand Rand) for, fire walls and fire doors to engineer's specifications to be executed at bill of quantities rates. | Item | 1 | 3500000 | 3500000 |  |  | 14/06/2024 04:02:53
423 | 2462 | 2 | 10 | 88 | 14 | 47.57 |  | Allow the Budgetary Allowance of of R80 000.00 (Eighty Thousand Rand) for builder's work in connection with services all to be executed at bill of quantities rates. | Item | 1 | 80000 | 80000 |  |  | 14/06/2024 08:46:08
424 | 2463 | 2 | 10 | 88 | 15 | 47.55 |  | Allow the Budgetary Allowance of R20 000.00 (Twenty Thousand Rand) for, alterations to paraplegic ramps to comply with legislation and to architects approval to be executed at bill of quantities rates. | Item | 1 | 20000 | 20000 |  |  | 14/06/2024 04:03:05
425 | 2466 | 2 | 10 | 88 | 16 | 48.58 |  | Allow the Budgetary Allowance of R35 000.00 (Thirty Five Thousand Rand) for AAAMSA glazing certificate and plumbing certificate of compliance. (CoC) and certificate of occupancy. | Item | 1 | 35000 | 35000 |  |  | 14/06/2024 04:03:18
427 | 2 | 2 | 11 | 90 | 1 |  |  | ALTERATIONS | Page | 40 |  |  |  |  | 09/12/2023 10:24:52
428 | 2472 | 2 | 11 | 90 | 2 |  |  | WATERPROOFING | Page | 54 |  |  |  |  | 13/06/2024 05:13:40
429 | 138 | 2 | 11 | 90 | 3 |  |  | CARPENTRY AND JOINERY | Page | 57 |  |  |  |  | 09/12/2023 10:24:53
430 | 76 | 2 | 11 | 90 | 4 |  |  | CEILINGS, PARTITIONS AND ACCESS FLOORING | Page | 64 |  |  |  |  | 09/12/2023 10:24:53
431 | 40 | 2 | 11 | 90 | 5 |  |  | FLOOR COVERINGS, WALL LININGS, ETC. | Page | 70 |  |  |  |  | 09/12/2023 10:24:52
432 | 2574 | 2 | 11 | 90 | 6 |  |  | IRONMONGERY | Page | 71 |  |  |  |  | 13/06/2024 05:59:33
433 | 2302 | 2 | 11 | 90 | 7 |  |  | METALWORK | Page | 76 |  |  |  |  | 08/03/2024 12:24:38
434 | 2563 | 2 | 11 | 90 | 8 |  |  | GLAZING | Page | 77 |  |  |  |  | 13/06/2024 05:39:11
435 | 153 | 2 | 11 | 90 | 9 |  |  | PAINTWORK | Page | 85 |  |  |  |  | 09/12/2023 10:24:53
436 | 2324 | 2 | 11 | 90 | 10 |  |  | PROVISIONAL AMOUNTS | Page | 89 |  |  |  |  | 13/06/2024 03:57:54
437 | 1848 | 3 | 1 | 91 |  |  |  | MECHANICAL INSTALLATION SECTION No. 3 | H1 | 0 |  |  |  |  | 27/12/2023 09:57:22
438 | 1849 | 3 | 1 | 91 |  |  |  | BILL NO 1: PRELIMINARIES | H1 | 0 |  |  |  |  | 27/12/2023 09:57:22
439 | 1850 | 3 | 1 | 91 |  |  |  | NOTES | H2 | 0 |  |  |  |  | 27/12/2023 09:57:22
440 | 1851 | 3 | 1 | 92 |  |  |  | i) The NEC3 Engineering and Construction Short Contract (Second edition of June 2005) in conjunction with the Contract Data is taken to be incorporated herein ii) The Tenderer is deemed to have taken cognizance of the above mentioned documents for the full intent and meaning of each clause. These clauses are referred to by clause number and heading only i) Where standard clauses or options are not applicable to this contract such modifications, corrections or supplements as are necessary, are given under each relevant clause ii) Where any items are not used for this specific contract such items are nevertheless listed but marked not applicable in the amount column iii) The amount or the items of the Preliminaries are adjusted to take account of the theoretical financial effect which changes in time or value (or both) have on this section. Such adjustments are based on adjustments in the following categories as recorded in the Bill of Quantities: a) An amount which is not varied, namely Fixed b) An amount which is varied in proportion to the construction period as compared to the initial construction period excluding revisions to the construction period for which the contractor is not entitled to adjustment in terms of the contract, namely Time Related iv) Items not priced in these preliminaries are deemed to be included elsewhere in this Bill of Quantities SECTION A: CONDITIONS OF CONTRACT | H1 | 0 |  |  |  |  | 27/12/2023 09:57:22
441 | 1852 | 3 | 1 | 92 |  |  |  | GENERAL (A1) | H2 | 0 |  |  |  |  | 27/12/2023 09:57:22
442 | 1853 | 3 | 1 | 92 |  |  |  | Clause 1 | H3 | 0 |  |  |  |  | 27/12/2023 09:57:22
443 | 1854 | 3 | 1 | 92 | 1 |  |  | Fixed: ………………. Value Related: ………………. Time Related: ………… | Item | 1 |  | 0 |  |  | 27/12/2023 09:57:22
444 | 1855 | 3 | 1 | 92 |  |  |  | THE CONTRACTOR’S MAIN RESPONSIBILITIES (A2) | H2 | 0 |  |  |  |  | 27/12/2023 09:57:35
445 | 1856 | 3 | 1 | 92 |  |  |  | Clause 2 | H3 | 0 |  |  |  |  | 27/12/2023 09:57:36
446 | 1857 | 3 | 1 | 92 | 2 |  |  | Fixed: ………………. Value Related: ………………. Time Related: ………… | Item | 1 |  | 0 |  |  | 27/12/2023 09:57:36
447 | 1858 | 3 | 1 | 92 |  |  |  | TIME (A3) | H2 | 0 |  |  |  |  | 27/12/2023 09:57:46
448 | 1859 | 3 | 1 | 92 |  |  |  | Clause 3 | H3 | 0 |  |  |  |  | 27/12/2023 09:57:46
449 | 1860 | 3 | 1 | 92 | 3 |  |  | Fixed: ………………. Value Related: ………………. Time Related: ………… | Item | 1 |  | 0 |  |  | 27/12/2023 09:57:46
450 | 1861 | 3 | 1 | 92 |  |  |  | DEFECTS (A4) | H2 | 0 |  |  |  |  | 27/12/2023 09:57:57
451 | 1862 | 3 | 1 | 92 |  |  |  | Clause 4 | H3 | 0 |  |  |  |  | 27/12/2023 09:57:58
452 | 1863 | 3 | 1 | 92 | 4 |  |  | Fixed: ………………. Value Related: ………………. Time Related: ………… | Item | 1 |  | 0 |  |  | 27/12/2023 09:57:58
453 | 1864 | 3 | 1 | 92 |  |  |  | PAYMENT (A5) | H2 | 0 |  |  |  |  | 27/12/2023 09:58:09
454 | 1865 | 3 | 1 | 93 |  |  |  | Clause 5 | H3 | 0 |  |  |  |  | 27/12/2023 09:58:09
455 | 1866 | 3 | 1 | 93 | 5 |  |  | Fixed: ………………. Value Related: ………………. Time Related: ………… | Item | 1 |  | 0 |  |  | 27/12/2023 09:58:09
456 | 1867 | 3 | 1 | 93 |  |  |  | COMPENSATION EVENTS (A6) | H2 | 0 |  |  |  |  | 27/12/2023 09:58:21
457 | 1868 | 3 | 1 | 93 |  |  |  | Clause 6 | H3 | 0 |  |  |  |  | 27/12/2023 09:58:21
458 | 1869 | 3 | 1 | 93 | 6 |  |  | Fixed: ………………. Value Related: ………………. Time Related: ………… | Item | 1 |  | 0 |  |  | 27/12/2023 09:58:21
459 | 1870 | 3 | 1 | 93 |  |  |  | TITLE (A7) | H2 | 0 |  |  |  |  | 27/12/2023 09:58:33
460 | 1871 | 3 | 1 | 93 |  |  |  | Clause 7 | H3 | 0 |  |  |  |  | 27/12/2023 09:58:33
461 | 1872 | 3 | 1 | 93 | 7 |  |  | Fixed: ………………. Value Related: ………………. Time Related: ………… | Item | 1 |  | 0 |  |  | 27/12/2023 09:58:33
462 | 1873 | 3 | 1 | 93 |  |  |  | INDEMNITY, INSURANCE AND LIABILITY (A8) | H2 | 0 |  |  |  |  | 27/12/2023 09:58:44
463 | 1874 | 3 | 1 | 93 |  |  |  | Clause 8 | H3 | 0 |  |  |  |  | 27/12/2023 09:58:44
464 | 1875 | 3 | 1 | 93 | 8 |  |  | Fixed: ………………. Value Related: ………………. Time Related: ………… | Item | 1 |  | 0 |  |  | 27/12/2023 09:58:44
465 | 1876 | 3 | 1 | 93 |  |  |  | TERMINATION AND DISPUTE RESOLUTION (A9) | H2 | 0 |  |  |  |  | 27/12/2023 09:58:58
466 | 1877 | 3 | 1 | 93 |  |  |  | Clause 9 | H3 | 0 |  |  |  |  | 27/12/2023 09:58:59
467 | 1878 | 3 | 1 | 93 | 9 |  |  | Fixed: ………………. Value Related: ………………. Time Related: ………… | Item | 1 |  | 0 |  |  | 27/12/2023 09:58:59
468 | 1879 | 3 | 1 | 93 |  |  |  | SECTION B: CONTRACT DATA | H1 | 0 |  |  |  |  | 27/12/2023 09:59:12
469 | 1880 | 3 | 1 | 93 |  |  |  | CONTRACT DATA (B1) | H2 | 0 |  |  |  |  | 27/12/2023 09:59:12
470 | 1881 | 3 | 1 | 94 |  |  |  | Clause 10 | H3 | 0 |  |  |  |  | 27/12/2023 09:59:12
471 | 1882 | 3 | 1 | 94 | 10 |  |  | Tenderers are referred to Part C1.2 Contract Data for variables pertaining to this contract Fixed: ………………. Value Related: ………………. Time Related: ………… | Item | 1 |  | 0 |  |  | 27/12/2023 09:59:12
472 | 1883 | 3 | 1 | 94 | 11 |  |  | Site Establishment | SUM | 1 |  | 0 |  |  | 27/12/2023 09:59:24
474 | 1884 | 3 | 2 | 96 |  |  |  | MECHANICAL INSTALLATION SECTION No. 3 | H1 | 0 |  |  |  |  | 27/12/2023 09:59:36
475 | 1885 | 3 | 2 | 96 |  |  |  | BILL NO 2: DECOMMISSIONING | H1 | 0 |  |  |  |  | 27/12/2023 09:59:36
476 | 1886 | 3 | 2 | 96 |  |  |  | View site | H2 | 0 |  |  |  |  | 27/12/2023 09:59:36
477 | 1887 | 3 | 2 | 96 |  |  |  | Before submitting his tender the contractor shall visit the site and satisfy himself as to the nature and extent of the work to be done and the value of the materials contained in the buildings or portions of the buildings to be demolished. No claim for a compensation event in respect of the nature and extent of the work or of inferior or damaged materials will be entertained Explosive |  | 0 |  |  |  |  | 27/12/2023 10:12:23
478 | 2299 | 3 | 2 | 96 |  |  |  | No explosives whatsoever may be used for demolition purposes unless otherwise stated |  | 0 |  |  |  |  | 27/12/2023 10:13:20
479 | 1888 | 3 | 2 | 96 |  |  |  | General | H2 | 0 |  |  |  |  | 27/12/2023 10:13:14
480 | 2300 | 3 | 2 | 96 |  |  |  | The contractor shall carry out the whole of the works with as little mess and noise as possible and with a minimum of disturbance to adjoining premises and their tenants. The contractor shall provide proper protection and provide, erect and remove when directed, any temporary tarpaulins that may be necessary during the progress of the works, all to the satisfaction of the project managerWater supply pipes and other piping that may be encountered and found necessary to disconnect or cut, shall be effectually stopped off or grubbed up and removed, and any new connections that may be necessary shall be made with proper fittings, to the satisfaction of the project manager and engineer. |  | 0 |  |  |  |  | 27/12/2023 10:14:08
481 | 1889 | 3 | 2 | 97 |  |  |  | Part C2: Pricing Data | H2 | 0 |  |  |  |  | 27/12/2023 10:13:42
482 | 2301 | 3 | 2 | 97 |  |  |  | Existing equipment, fittings, frames, fixtures etc. which are to be re-used shall be thoroughly overhauled before re-fixing and making good and easing, oiling, adjusting and repairing as necessary, replacing any damaged in removal or subsequently and stopping up all nail and screw holes using appropriate methods and materials, unless otherwise described. Making good of finishes shall include making good of the brick and concrete surfaces onto which the new finishes are applied, where necessaryThe contractor will be required to take all dimensions affecting the existing buildings on the site and he will be held solely responsible for the accuracy of all such dimensions where used in the manufacture of new items (doors, windows, fittings, etc.) |  | 0 |  |  |  |  | 27/12/2023 10:14:51
483 | 1890 | 3 | 2 | 97 |  |  |  | Decommissioning | H2 | 0 |  |  |  |  | 27/12/2023 10:14:36
484 | 1891 | 3 | 2 | 97 | 1 |  |  | Decomissioning, taking offsite and making good all redundant Installations | SUM | 1 |  | 0 |  |  | 27/12/2023 09:59:36
485 | 1892 | 3 | 2 | 97 | 2 |  |  | Identification and Relocation of Services | Item | 1 |  | 0 |  |  | 27/12/2023 09:59:49
486 | 1893 | 3 | 2 | 97 |  |  |  | Additional tests | H2 | 0 |  |  |  |  | 27/12/2023 10:00:02
487 | 1894 | 3 | 2 | 97 | 3 |  |  | Additional tests required by engineer | Item | 1 |  | 0 |  |  | 27/12/2023 10:00:02
488 | 1895 | 3 | 2 | 97 | 4 |  |  | Charges required by contractor on sub-item | % |  |  | 0 |  |  | 27/12/2023 10:00:14
489 | 1896 | 3 | 2 | 97 |  |  |  | .01 above | H3 | 0 |  |  |  |  | 27/12/2023 10:00:25
490 | 1897 | 3 | 2 | 97 |  |  |  | Occupational Health and Safety | H2 | 0 |  |  |  |  | 27/12/2023 10:00:25
491 | 1898 | 3 | 2 | 97 | 5 |  |  | Compliance with OHS Act and Construction | SUM | 1 |  | 0 |  |  | 27/12/2023 10:00:25
492 | 1899 | 3 | 2 | 97 |  |  |  | Regulation 153 | H3 | 0 |  |  |  |  | 27/12/2023 10:00:37
493 | 1900 | 3 | 2 | 97 |  |  |  | DOCUMENTATION | H2 | 0 |  |  |  |  | 27/12/2023 10:00:37
494 | 1901 | 3 | 2 | 98 |  |  |  | Preparation of As Built Drawings & Operation & Maintenance manuals as specified | H3 | 0 |  |  |  |  | 27/12/2023 10:00:37
495 | 1902 | 3 | 2 | 98 | 6 |  |  | HVAC Installation | SUM | 1 |  | 0 |  |  | 27/12/2023 10:00:37
496 | 1903 | 3 | 2 | 98 | 7 |  |  | Fire Protection | SUM | 1 |  | 0 |  |  | 27/12/2023 10:00:51
497 | 1904 | 3 | 2 | 98 | 8 |  |  | Fire detection and supression | SUM | 1 |  | 0 |  |  | 27/12/2023 10:01:00
498 | 1905 | 3 | 2 | 98 | 9 |  |  | Litfs and escalators | SUM | 1 |  | 0 |  |  | 27/12/2023 10:01:00
499 | 1906 | 3 | 2 | 98 |  |  |  | Complete commissioning & test of all installed systems in Presence of Engineers | H2 | 0 |  |  |  |  | 27/12/2023 10:01:00
500 | 1907 | 3 | 2 | 98 | 10 |  |  | HVAC Installation | SUM | 1 |  | 0 |  |  | 27/12/2023 10:01:00
501 | 1908 | 3 | 2 | 98 | 11 |  |  | Fire Protection | SUM | 1 |  | 0 |  |  | 27/12/2023 10:01:00
502 | 1909 | 3 | 2 | 98 | 12 |  |  | Fire detection and supression | SUM | 1 |  | 0 |  |  | 27/12/2023 10:01:00
503 | 1910 | 3 | 2 | 98 | 13 |  |  | Litfs and escalators | SUM | 1 |  | 0 |  |  | 27/12/2023 10:01:00
504 | 1911 | 3 | 2 | 98 |  |  |  | Tagging and Equipment Identification Coding of Instlaltion | H2 | 0 |  |  |  |  | 27/12/2023 10:01:00
505 | 1912 | 3 | 2 | 98 | 14 |  |  | HVAC | SUM | 1 |  | 0 |  |  | 27/12/2023 10:01:00
506 | 1913 | 3 | 2 | 98 |  |  |  | Institution of systematic Maintenance Plan | H2 | 0 |  |  |  |  | 27/12/2023 10:01:00
507 | 1914 | 3 | 2 | 98 | 15 |  |  | Maintenance Plan setting up | SUM | 1 |  | 0 |  |  | 27/12/2023 10:01:00
508 | 1915 | 3 | 2 | 98 | 16 |  |  | Implementation of Plan over warrant period | SUM | 1 |  | 0 |  |  | 27/12/2023 10:01:00
509 | 1916 | 3 | 2 | 98 | 17 |  |  | Engineering, Submissions, Approvals & Preparation of shop drawings, samples etc. | SUM | 1 |  | 0 |  |  | 27/12/2023 10:01:00
510 | 1917 | 3 | 2 | 98 | 18 |  |  | Relocation and protection of existing services | Item | 1 |  | 0 |  |  | 27/12/2023 10:01:00
511 | 1918 | 3 | 2 | 98 |  |  |  | Water and sewer pipes Electrical and other cables | H3 | 0 |  |  |  |  | 27/12/2023 10:01:00
512 | 1919 | 3 | 2 | 99 |  |  |  | Crainage and rigging | H2 | 0 |  |  |  |  | 27/12/2023 10:01:00
513 | 1920 | 3 | 2 | 99 | 19 |  |  | Scaffolding and rigging to include all rigging associated with the entire scope of decomissioning work | SUM | 1 |  | 0 |  |  | 27/12/2023 10:01:00
514 | 1921 | 3 | 2 | 99 |  |  |  | Crainage and rigging of all the above mentioned equipment s for both the decomissioning of old equipment and rigging in of new equipment | H3 | 0 |  |  |  |  | 27/12/2023 10:01:00
515 | 1922 | 3 | 2 | 99 |  |  |  | Builder's Work&Making Good | H2 | 0 |  |  |  |  | 27/12/2023 10:01:00
516 | 1923 | 3 | 2 | 99 | 20 |  |  | Builder's work associated with the new installation & making good | SUM | 1 |  | 0 |  |  | 27/12/2023 10:01:00
518 | 1924 | 3 | 3 | 101 |  |  |  | MECHANICAL INSTALLATION SECTION No. 3 | H1 | 0 |  |  |  |  | 27/12/2023 10:01:00
519 | 1925 | 3 | 3 | 101 |  |  |  | BILL NO 3: FIRE PROTECTION INSTALLATION | H1 | 0 |  |  |  |  | 27/12/2023 10:01:00
520 | 1926 | 3 | 3 | 101 |  |  |  | Design, manufacture, works testing, supply and deliver to site, moving into position, erection, connecting up, site testing, witness testing, proving to insurance inspectors, demonstrating to the Employer, commissioning and maintenance of the complete mechanical systems and equipment as shown on the drawings and datasheets. FIRE HOSE REELS | H2 | 0 |  |  |  |  | 27/12/2023 10:01:00
521 | 1927 | 3 | 3 | 101 |  |  |  | Additional Hose reels to ensure building compliance | H3 | 0 |  |  |  |  | 27/12/2023 10:01:00
522 | 1928 | 3 | 3 | 101 | 1 |  |  | 30m fire hose reel including pro-rata cost for 50mm connecting pipework from the fire reticulation main including 25 diameter drop pipe to hose reel and break ins, fittings, pipework, hanging/fixing materials, finished paintwork, pressure gauge, etc., as per detail on tender drawings. | No | 8 |  | 0 |  |  | 13/06/2024 04:29:44
523 | 1929 | 3 | 3 | 101 |  |  |  | PIPEWORK | H2 | 0 |  |  |  |  | 27/12/2023 10:01:00
524 | 1930 | 3 | 3 | 101 | 2 |  |  | Supply and install medium grade, seamless galvanized mild steel pipework c/w pipe supports and accessories as specified and shown on the drawings 80mm dia | m | 185 |  | 0 |  |  | 27/12/2023 10:01:00
525 | 1931 | 3 | 3 | 101 | 3 |  |  | 65mm dia | m | 120 |  | 0 |  |  | 27/12/2023 10:01:00
526 | 1932 | 3 | 3 | 101 | 4 |  |  | 50mm dia | m | 100 |  | 0 |  |  | 27/12/2023 10:01:00
527 | 1933 | 3 | 3 | 101 | 5 |  |  | 32mm dia | m | 90 |  | 0 |  |  | 27/12/2023 10:01:00
528 | 1934 | 3 | 3 | 101 | 6 |  |  | 25mm dia | m | 70 |  | 0 |  |  | 27/12/2023 10:01:00
529 | 1935 | 3 | 3 | 102 |  |  |  | SITE RETICULATION | H2 | 0 |  |  |  |  | 27/12/2023 10:01:01
530 | 1936 | 3 | 3 | 102 | 7 |  |  | Connection of existing Fire system to new water tanks Supply and Install 110mm HDPE pipe c/w pipe supports and accessories as specified as per site drawing | m | 125 |  | 0 |  |  | 27/12/2023 10:01:01
531 | 1937 | 3 | 3 | 102 | 8 |  |  | Supply and Install 110 mm non-return valve | No | 2 |  | 0 |  |  | 27/12/2023 10:01:01
532 | 1938 | 3 | 3 | 102 | 9 |  |  | Excavation of Trench and back filling with imported material | m | 125 |  | 0 |  |  | 27/12/2023 10:01:01
533 | 1939 | 3 | 3 | 102 |  |  |  | Extra Over for Fittings | H2 | 0 |  |  |  |  | 27/12/2023 10:01:01
534 | 1940 | 3 | 3 | 102 | 10 |  |  | 110mm bend | No | 50 |  | 0 |  |  | 27/12/2023 10:01:01
535 | 1941 | 3 | 3 | 102 | 11 |  |  | 110mm Tee | No | 50 |  | 0 |  |  | 27/12/2023 10:01:01
536 | 1942 | 3 | 3 | 102 | 12 |  |  | 65mm bend | No | 30 |  | 0 |  |  | 27/12/2023 10:01:01
537 | 1943 | 3 | 3 | 102 | 13 |  |  | 65mm Tee | No | 30 |  | 0 |  |  | 27/12/2023 10:01:01
538 | 1944 | 3 | 3 | 102 |  |  |  | Tees and reducing tees | H2 | 0 |  |  |  |  | 27/12/2023 10:01:01
539 | 1945 | 3 | 3 | 102 |  |  |  | GALVANISED | H3 | 0 |  |  |  |  | 27/12/2023 10:01:01
540 | 1946 | 3 | 3 | 102 | 14 |  |  | 100 x 100 x 100mm | No | 8 |  | 0 |  |  | 27/12/2023 10:01:01
541 | 1947 | 3 | 3 | 102 | 15 |  |  | 100 x 80 x 100mm | No | 8 |  | 0 |  |  | 27/12/2023 10:01:01
542 | 1948 | 3 | 3 | 102 | 16 |  |  | 100 x 65 x 100mm | No | 6 |  | 0 |  |  | 27/12/2023 10:01:01
543 | 1949 | 3 | 3 | 102 | 17 |  |  | 80 x 80 x 80mm | No | 2 |  | 0 |  |  | 27/12/2023 10:01:01
544 | 1950 | 3 | 3 | 102 | 18 |  |  | 80 x 65 x 80mm | No | 8 |  | 0 |  |  | 27/12/2023 10:01:01
545 | 1951 | 3 | 3 | 102 | 19 |  |  | 65 x 65 x 65mm | No | 8 |  | 0 |  |  | 27/12/2023 10:01:01
546 | 1952 | 3 | 3 | 102 | 20 |  |  | 65 x 32 x 65mm | No | 4 |  | 0 |  |  | 27/12/2023 10:01:01
547 | 1953 | 3 | 3 | 102 | 21 |  |  | 65 x 25 x 65mm | No | 12 |  | 0 |  |  | 27/12/2023 10:01:01
548 | 1954 | 3 | 3 | 103 | 22 |  |  | 32 x 32 x 32mm | No | 15 |  | 0 |  |  | 27/12/2023 10:01:01
549 | 1955 | 3 | 3 | 103 | 23 |  |  | 32 x 25 x 32mm | No | 10 |  | 0 |  |  | 27/12/2023 10:01:01
550 | 1956 | 3 | 3 | 103 | 24 |  |  | 25 x 25 x 25mm | No | 12 |  | 0 |  |  | 27/12/2023 10:01:01
551 | 1957 | 3 | 3 | 103 |  |  |  | HDPE | H2 | 0 |  |  |  |  | 27/12/2023 10:01:01
552 | 1958 | 3 | 3 | 103 | 25 |  |  | 100 x 100 x 100mm | No | 8 |  | 0 |  |  | 27/12/2023 10:01:01
553 | 1959 | 3 | 3 | 103 | 26 |  |  | 100 x 80 x 100mm | No | 8 |  | 0 |  |  | 27/12/2023 10:01:01
554 | 1960 | 3 | 3 | 103 | 27 |  |  | 100 x 65 x 100mm | No | 6 |  | 0 |  |  | 27/12/2023 10:01:01
555 | 1961 | 3 | 3 | 103 |  |  |  | PORTABLE FIRE EXTINQUISHERS | H2 | 0 |  |  |  |  | 27/12/2023 10:01:01
556 | 1962 | 3 | 3 | 103 |  |  |  | Replacement of non compliant 2.5kg Fire Extinguishers | H3 | 0 |  |  |  |  | 27/12/2023 10:01:01
557 | 1963 | 3 | 3 | 103 | 28 |  |  | Supply and install fire extinguishers complete as specified 9 kg CO2 fire extinguishers complete with backboard mounted as required | No | 1 |  | 0 |  |  | 27/12/2023 10:01:01
558 | 1964 | 3 | 3 | 103 | 29 |  |  | 4,5 kg DCP fire extinguishers complete with backboard mounted as required | No | 45 |  | 0 |  |  | 27/12/2023 10:01:01
559 | 1965 | 3 | 3 | 103 | 30 |  |  | 5kg kg carbon dioxide extinguishers in weather proo polycarbonate cabinet complete with backboard mounted as required | No | 8 |  | 0 |  |  | 27/12/2023 10:01:01
560 | 1966 | 3 | 3 | 103 |  |  |  | Existing Fire Hose Reels | H2 | 0 |  |  |  |  | 27/12/2023 10:01:01
561 | 1967 | 3 | 3 | 103 | 31 |  |  | Repair and Service of Existing 30m fire hose reel | No | 15 |  | 0 |  |  | 27/12/2023 10:01:01
562 | 1968 | 3 | 3 | 103 | 32 |  |  | Supply and install weather proof steel cabinets for fire Hose reels & 2x Fire extinguishers | No | 2 |  | 0 |  |  | 27/12/2023 10:01:01
563 | 1969 | 3 | 3 | 103 |  |  |  | Existing Fire Entinguishers | H2 | 0 |  |  |  |  | 27/12/2023 10:01:01
564 | 1970 | 3 | 3 | 104 |  |  |  | Repair and Service of Existing Fire Extinguishers as Follows | H3 | 0 |  |  |  |  | 27/12/2023 10:01:01
565 | 1971 | 3 | 3 | 104 | 33 |  |  | 5kg kg carbon dioxide extinguishers | No | 20 |  | 0 |  |  | 27/12/2023 10:01:01
566 | 1972 | 3 | 3 | 104 | 34 |  |  | 4,5 kg DCP fire extinguishers | No | 65 |  | 0 |  |  | 27/12/2023 10:01:01
567 | 1973 | 3 | 3 | 104 |  |  |  | STATUTORY FIRE SIGNAGE | H2 | 0 |  |  |  |  | 27/12/2023 10:01:01
568 | 1974 | 3 | 3 | 104 | 35 |  |  | Supply and install photo luminescent fire and evacuation signage as described below and as per the tender drawings:All signed to be framed in the natural anodized aluminium frame with mitred corner and concealed elbow joints.All wall mounted fire and evacuation signs to be fixed with concealed screws and no double sided tape will be permitted for the mounting of the signs.All suspended fire and evacuation signs to be hung from a steel cables or metal chains.All signage to be a minimum 190mm size. And Photoluminescent All fire and evacuation signs to be SANS 1186-1, 1186-3 and 1186-5 approved, and also to bear the SANS stamp of approval.E1/E2 | No | 24 |  | 0 |  |  | 27/12/2023 10:01:01
569 | 1975 | 3 | 3 | 104 | 36 |  |  | E2 | No | 45 |  | 0 |  |  | 27/12/2023 10:01:01
570 | 1976 | 3 | 3 | 104 | 37 |  |  | E3 | No | 16 |  | 0 |  |  | 27/12/2023 10:01:01
571 | 1977 | 3 | 3 | 104 | 38 |  |  | F15 | No | 10 |  | 0 |  |  | 27/12/2023 10:01:01
572 | 1978 | 3 | 3 | 104 | 39 |  |  | F4/5/6 | No | 30 |  | 0 |  |  | 27/12/2023 10:01:01
573 | 1979 | 3 | 3 | 104 | 40 |  |  | F13 | No | 30 |  | 0 |  |  | 27/12/2023 10:01:01
574 | 1980 | 3 | 3 | 104 | 41 |  |  | EE3 | No | 16 |  | 0 |  |  | 27/12/2023 10:01:01
575 | 1981 | 3 | 3 | 104 |  |  |  | HYDRANTS, VALVES ETC. | H2 | 0 |  |  |  |  | 27/12/2023 10:01:01
576 | 1982 | 3 | 3 | 105 |  |  |  | Replacement of all existing hydrant heads to suit local EMS equipment | H3 | 0 |  |  |  |  | 27/12/2023 10:01:01
577 | 1983 | 3 | 3 | 105 | 42 |  |  | 100mm cast iron tamper proof hydrant valve | No | 15 |  | 0 |  |  | 27/12/2023 10:01:01
578 | 1984 | 3 | 3 | 105 | 43 |  |  | "Chubb" 03451 pair of gunmetal instantaneous steamer connections fitted with caps and short lengths of chain, including U-tube and pressure gauge | No | 15 |  | 0 |  |  | 27/12/2023 10:01:01
579 | 1985 | 3 | 3 | 105 | 44 |  |  | 100mm Tamper proof "Double - Booster" hydrant valve | No | 2 |  | 0 |  |  | 27/12/2023 10:01:01
580 | 1986 | 3 | 3 | 105 |  |  |  | FIRE PUMP AND TANK | H2 | 0 |  |  |  |  | 27/12/2023 10:01:01
581 | 1987 | 3 | 3 | 105 |  |  |  | Fire Sprinkler Pumps | H3 | 0 |  |  |  |  | 27/12/2023 10:01:01
582 | 1988 | 3 | 3 | 105 | 45 |  |  | 20ℓ/s @ 850kPa Fire Sprinkler Pump Set to SANS requirements designed to accommodate an ordinary hazard sprinkler system as indicated on the drawings and specification. Price to include Commissioning and testing. Pump to consisting of 1x Electrically Driven Primary Fire Pumps, & 1x Diesel standy Fire pump including 1x Jockey pump and all necessary suction / delivery pipe-work, valves, hanging material, control equipment, etc. | Item | 1 |  | 0 |  |  | 27/12/2023 10:01:01
583 | 1989 | 3 | 3 | 105 | 46 |  |  | 65mm Tank in-fill pipe-work including all necessary valves, boosters etc. | m | 40 |  | 0 |  |  | 27/12/2023 10:01:01
584 | 1990 | 3 | 3 | 105 |  |  |  | Valve Chamber | H2 | 0 |  |  |  |  | 27/12/2023 10:01:01
585 | 1991 | 3 | 3 | 105 | 47 |  |  | Supply,fabricate, hot dip galvanise and instal complete fire plantroom and valve chamber pipework including all connections to the fire suction tank, fire pumps, drains, by-pass connections, flow test and metering systems- complete including control valve | Item | 1 |  | 0 |  |  | 27/12/2023 10:01:01
586 | 1992 | 3 | 3 | 105 |  |  |  | Valves And accessories | H2 | 0 |  |  |  |  | 27/12/2023 10:01:01
587 | 1993 | 3 | 3 | 105 | 48 |  |  | Air Release valve | Item | 9 |  | 0 |  |  | 27/12/2023 10:01:01
588 | 1994 | 3 | 3 | 105 | 49 |  |  | Air Release valve | Item | 9 |  | 0 |  |  | 27/12/2023 10:01:01
589 | 1995 | 3 | 3 | 106 | 50 |  |  | Flow switch | Item | 9 |  | 0 |  |  | 27/12/2023 10:01:01
590 | 1996 | 3 | 3 | 106 | 51 |  |  | Drain valve | Item | 3 |  | 0 |  |  | 27/12/2023 10:01:01
591 | 1997 | 3 | 3 | 106 | 52 |  |  | Live safety Bypass arrangements as per drawing and specified | Item | 3 |  | 0 |  |  | 27/12/2023 10:01:01
592 | 1998 | 3 | 3 | 106 |  |  |  | Fire Hydrant & Hose reel Pumps | H2 | 0 |  |  |  |  | 27/12/2023 10:01:01
593 | 1999 | 3 | 3 | 106 | 53 |  |  | 5ℓ/s @ 600kPa Fire hose Pump Set to SANS requirements designed to supply fire hose reels as per specification. Price to include Commissioning and testing. Pump set consisting of 2x Electrically Driven Fire Pumps, 1xPrimary & 1x standy Fire pump including 1x Jockey pump and all necessary suction / delivery pipe-work, valves, hanging material, control equipment, etc. | Item | 1 |  | 0 |  |  | 27/12/2023 10:01:01
594 | 2000 | 3 | 3 | 106 | 54 |  |  | 65mm Tank in-fill pipe-work including all necessary valves, boosters etc. | m | 20 |  | 0 |  |  | 27/12/2023 10:01:01
595 | 2001 | 3 | 3 | 106 | 55 |  |  | Supply, Deliver to site, installation and comissioining of 310 000L Galvanised steel panel water tank complete with internal and external access ladders. Tank to be pannel type with internal separation wall to separate between Fire hose and hydrant water and fire sprinkler water as specified | Item | 1 |  | 0 |  |  | 27/12/2023 10:01:01
596 | 2002 | 3 | 3 | 106 | 56 |  |  | Pump Motor control panel for a complete automatic operation of the system | SUM | 1 |  | 0 |  |  | 27/12/2023 10:01:01
597 | 2003 | 3 | 3 | 106 | 57 |  |  | Electrical cabling between auto start arrangement, float level indicators, in- ball valves and pump room control panel, etc. | SUM | 1 |  | 0 |  |  | 27/12/2023 10:01:01
598 | 2004 | 3 | 3 | 106 | 58 |  |  | 300 L Expansion Pressure tank | Item | 1 |  | 0 |  |  | 27/12/2023 10:01:01
599 | 2005 | 3 | 3 | 106 |  |  |  | Pipping inbetween water tank and Pumps | H2 | 0 |  |  |  |  | 27/12/2023 10:01:01
600 | 2006 | 3 | 3 | 107 |  |  |  | Supply deliver and instal HDPE pipping complete with fittings and ancillatires for a complete operating system with associated pipe-work fittings and materials in and around pump and tanks, in-fill pipe in-ball valves level indicators auto start arrangement etc. for completion of pump room.follows | H3 | 0 |  |  |  |  | 27/12/2023 10:01:01
601 | 2007 | 3 | 3 | 107 | 59 |  |  | ø 80mm | m | 5 |  | 0 |  |  | 27/12/2023 10:01:01
602 | 2008 | 3 | 3 | 107 | 60 |  |  | ø 65mm | m | 5 |  | 0 |  |  | 27/12/2023 10:01:01
603 | 2009 | 3 | 3 | 107 | 61 |  |  | ø 50mm | m | 10 |  | 0 |  |  | 27/12/2023 10:01:01
604 | 2010 | 3 | 3 | 107 |  |  |  | ElBows | H2 | 0 |  |  |  |  | 27/12/2023 10:01:01
605 | 2011 | 3 | 3 | 107 | 62 |  |  | ø 80mm | Item | 10 |  | 0 |  |  | 27/12/2023 10:01:01
606 | 2012 | 3 | 3 | 107 | 63 |  |  | ø 65mm | Item | 10 |  | 0 |  |  | 27/12/2023 10:01:01
607 | 2013 | 3 | 3 | 107 | 64 |  |  | ø 50mm | Item | 15 |  | 0 |  |  | 27/12/2023 10:01:01
608 | 2014 | 3 | 3 | 107 |  |  |  | Tees | H2 | 0 |  |  |  |  | 27/12/2023 10:01:01
609 | 2015 | 3 | 3 | 107 | 65 |  |  | ø 80mm | Item | 8 |  | 0 |  |  | 27/12/2023 10:01:01
610 | 2016 | 3 | 3 | 107 | 66 |  |  | ø 65mm | Item | 6 |  | 0 |  |  | 27/12/2023 10:01:01
611 | 2017 | 3 | 3 | 107 | 67 |  |  | ø 50mm | Item | 10 |  | 0 |  |  | 27/12/2023 10:01:01
612 | 2018 | 3 | 3 | 107 |  |  |  | Valves | H2 | 0 |  |  |  |  | 27/12/2023 10:01:01
613 | 2019 | 3 | 3 | 107 |  |  |  | Gate valve | H3 | 0 |  |  |  |  | 27/12/2023 10:01:01
614 | 2020 | 3 | 3 | 107 | 68 |  |  | ø 80mm | Item | 5 |  | 0 |  |  | 27/12/2023 10:01:01
615 | 2021 | 3 | 3 | 107 | 69 |  |  | ø 65mm | Item | 5 |  | 0 |  |  | 27/12/2023 10:01:01
616 | 2022 | 3 | 3 | 107 | 70 |  |  | ø 50mm | Item | 5 |  | 0 |  |  | 27/12/2023 10:01:01
617 | 2023 | 3 | 3 | 107 |  |  |  | None Return Vlave | H2 | 0 |  |  |  |  | 27/12/2023 10:01:01
618 | 2024 | 3 | 3 | 107 | 71 |  |  | ø 80mm | Item | 3 |  | 0 |  |  | 27/12/2023 10:01:01
619 | 2025 | 3 | 3 | 108 | 72 |  |  | ø 65mm | Item | 1 |  | 0 |  |  | 27/12/2023 10:01:01
620 | 2026 | 3 | 3 | 108 | 73 |  |  | ø 50mm | Item | 3 |  | 0 |  |  | 27/12/2023 10:01:01
621 | 2027 | 3 | 3 | 108 |  |  |  | Strainers | H2 | 0 |  |  |  |  | 27/12/2023 10:01:01
622 | 2028 | 3 | 3 | 108 | 74 |  |  | ø 80mm | Item | 2 |  | 0 |  |  | 27/12/2023 10:01:01
623 | 2029 | 3 | 3 | 108 | 75 |  |  | ø 65mm | Item | 1 |  | 0 |  |  | 27/12/2023 10:01:01
624 | 2030 | 3 | 3 | 108 | 76 |  |  | ø 50mm | Item | 2 |  | 0 |  |  | 27/12/2023 10:01:01
625 | 2031 | 3 | 3 | 108 |  |  |  | Gauges | H2 | 0 |  |  |  |  | 27/12/2023 10:01:01
626 | 2032 | 3 | 3 | 108 | 77 |  |  | 100mm Dial Pressure Gauge 0-600Kpa range | Item | 2 |  | 0 |  |  | 27/12/2023 10:01:01
627 | 2033 | 3 | 3 | 108 | 78 |  |  | Pressure switches | Item | 2 |  | 0 |  |  | 27/12/2023 10:01:01
628 | 2034 | 3 | 3 | 108 |  |  |  | Security gates | H2 | 0 |  |  |  |  | 27/12/2023 10:01:01
629 | 2035 | 3 | 3 | 108 | 79 |  |  | Replacement of non compliant locks with approved locks compliant to requirement whilst providing the requisite security for the library | No | 10 |  | 0 |  |  | 27/12/2023 10:01:01
630 | 2036 | 3 | 3 | 108 | 80 |  |  | Provision of compliant Burglar proofing for all exit doors | SUM | 1 |  | 0 |  |  | 27/12/2023 10:01:01
631 | 2037 | 3 | 3 | 108 |  |  |  | Fire signage | H2 | 0 |  |  |  |  | 27/12/2023 10:01:01
632 | 2038 | 3 | 3 | 108 | 81 |  |  | staircase change in level signage | No | 20 |  | 0 |  |  | 27/12/2023 10:01:01
633 | 2039 | 3 | 3 | 108 | 82 |  |  | Repacement of all non compliant symbolic safety signs with photo lumiscent SANS 1186-5 approved signage. For the entire building | SUM | 1 |  | 0 |  |  | 27/12/2023 10:01:01
634 | 2040 | 3 | 3 | 108 |  |  |  | House Keeping | H2 | 0 |  |  |  |  | 27/12/2023 10:01:01
635 | 2041 | 3 | 3 | 108 | 83 |  |  | Unblocking of all Blocked escape routes in the entire building | SUM | 1 |  | 0 |  |  | 27/12/2023 10:01:01
636 | 2042 | 3 | 3 | 108 | 84 |  |  | Removal of Security gates obstructing the escape routes | SUM | 1 |  | 0 |  |  | 27/12/2023 10:01:01
637 | 2043 | 3 | 3 | 109 | 85 |  |  | Ensuring Fire protection equipment is not obstructed in any way | SUM | 1 |  | 0 |  |  | 27/12/2023 10:01:01
638 | 2044 | 3 | 3 | 109 | 86 |  |  | Ensuring access to all fire equipment | SUM | 1 |  | 0 |  |  | 27/12/2023 10:01:01
639 | 2045 | 3 | 3 | 109 | 87 |  |  | Repositioning of Fire equipment instllated in inaaccessible areas. | SUM | 1 |  | 0 |  |  | 27/12/2023 10:01:01
640 | 2046 | 3 | 3 | 109 | 88 |  |  | Clearing all storage and office of any redundant furniture nad chairs so as to reduce unnecesary fire load in the building. | SUM | 1 |  | 0 |  |  | 27/12/2023 10:01:01
641 | 2047 | 3 | 3 | 109 | 89 |  |  | Elimination of use of heateres and overloading of electrical cords in the entire building | SUM | 1 |  | 0 |  |  | 27/12/2023 10:01:01
642 | 2048 | 3 | 3 | 109 |  |  |  | Fire Doors Repairs | H2 | 0 |  |  |  |  | 27/12/2023 10:01:01
643 | 2049 | 3 | 3 | 109 | 90 |  |  | Servicing of all Fire doors to ensure proper functioning of door closers | No | 15 |  | 0 |  |  | 27/12/2023 10:01:01
644 | 2050 | 3 | 3 | 109 | 91 |  |  | Replacement of non functional door self closures | No | 10 |  | 0 |  |  | 27/12/2023 10:01:01
645 | 2051 | 3 | 3 | 109 | 92 |  |  | Replacement of beyond repair fire doors | No | 1 |  | 0 |  |  | 27/12/2023 10:01:01
646 | 2052 | 3 | 3 | 109 |  |  |  | Emergency lighting | H2 | 0 |  |  |  |  | 27/12/2023 10:01:02
647 | 2053 | 3 | 3 | 109 |  |  |  | Stair cases | H3 | 0 |  |  |  |  | 27/12/2023 10:01:02
648 | 2054 | 3 | 3 | 109 | 93 |  |  | Service and Repair of all emergencey lighting | No | 25 |  | 0 |  |  | 27/12/2023 10:01:02
649 | 2055 | 3 | 3 | 109 | 94 |  |  | Replacement of all Emergency Lighting luminares with new | No | 25 |  | 0 |  |  | 27/12/2023 10:01:02
650 | 2056 | 3 | 3 | 109 | 95 |  |  | Replacemnt of beyond repair emergency lighting in all stair cases | No | 5 |  | 0 |  |  | 27/12/2023 10:01:02
651 | 2057 | 3 | 3 | 109 |  |  |  | Exits | H3 | 0 |  |  |  |  | 27/12/2023 10:01:02
652 | 2058 | 3 | 3 | 109 | 96 |  |  | Service and Repair of all emergencey lighting | No | 15 |  | 0 |  |  | 27/12/2023 10:01:02
653 | 2059 | 3 | 3 | 109 | 97 |  |  | Replacement of all Emergency Lighting luminare batteriess with new | No | 25 |  | 0 |  |  | 27/12/2023 10:01:02
654 | 2060 | 3 | 3 | 110 | 98 |  |  | Replacemnt of beyond repair emergency lighting in all stair cases | No | 5 |  | 0 |  |  | 27/12/2023 10:01:02
655 | 2061 | 3 | 3 | 110 |  |  |  | Fire sealing | H3 | 0 |  |  |  |  | 27/12/2023 10:01:02
656 | 2062 | 3 | 3 | 110 | 99 |  |  | Lift shafts | Item | 1 | 185750 | 185750 |  |  | 27/12/2023 10:01:02
657 | 2063 | 3 | 3 | 110 | 100 |  |  | Openings on fire walls | Item | 1 | 150000 | 150000 |  |  | 27/12/2023 10:01:02
658 | 2064 | 3 | 3 | 110 |  |  |  | Evacuation Plans | H3 | 0 |  |  |  |  | 27/12/2023 10:01:02
659 | 2065 | 3 | 3 | 110 | 101 |  |  | Provision of Evacuation plans for the entire facility | SUM | 1 |  | 0 |  |  | 27/12/2023 10:01:02
660 | 2066 | 3 | 3 | 110 |  |  |  | Curtains Drapes | H3 | 0 |  |  |  |  | 27/12/2023 10:01:02
661 | 2067 | 3 | 3 | 110 | 102 |  |  | Theatre curtain drapes Replacement of curtains and draps with fire retardant curtains and drapes | SUM | 1 |  | 0 |  |  | 27/12/2023 10:01:02
662 | 2068 | 3 | 3 | 110 |  |  |  | Existing ICV chamber | H3 | 0 |  |  |  |  | 27/12/2023 10:01:02
663 | 2069 | 3 | 3 | 110 | 103 |  |  | Servicing of existing system | SUM | 1 |  | 0 |  |  | 27/12/2023 10:01:02
664 | 2070 | 3 | 3 | 110 | 104 |  |  | Ensuring compliance of the system | SUM | 1 |  | 0 |  |  | 27/12/2023 10:01:02
665 | 2071 | 3 | 3 | 110 | 105 |  |  | Supply And installation of pressure plate for the system indicating maximum pressure the system can boost | SUM | 1 |  | 0 |  |  | 27/12/2023 10:01:02
667 | 2072 | 3 | 4 | 112 |  |  |  | MECHANICAL INSTALLATION SECTION No. 3 | H1 | 0 |  |  |  |  | 27/12/2023 10:01:02
668 | 2073 | 3 | 4 | 112 |  |  |  | BILL NO 4: SMOKE DETECTION | H1 | 0 |  |  |  |  | 27/12/2023 10:01:02
669 | 2074 | 3 | 4 | 112 |  |  | 1 | Extension of Fire Detection system to Areas not Covered for Compliance | H2 | 0 |  |  |  |  | 27/12/2023 10:01:02
670 | 2075 | 3 | 4 | 112 |  |  | 1.1 | Optical smoke beam detector | H3 | 0 |  |  |  |  | 27/12/2023 10:01:02
671 | 2076 | 3 | 4 | 112 | 1 |  | 01 | Supply installation and linking to existing pannel for all the double volume areas the following: Optical smoke beam detector with a range of at least 100m Main Entrance Foyer | Item | 1 |  | 0 |  |  | 27/12/2023 10:01:02
672 | 2077 | 3 | 4 | 112 | 2 |  | 02 | Reference Library | Item | 2 |  | 0 |  |  | 27/12/2023 10:01:02
673 | 2078 | 3 | 4 | 112 | 3 |  | 03 | Central Lending | Item | 2 |  | 0 |  |  | 27/12/2023 10:01:02
674 | 2079 | 3 | 4 | 112 | 4 |  | 04 | Michaelis Art Library | Item | 2 |  | 0 |  |  | 27/12/2023 10:01:02
675 | 2080 | 3 | 4 | 112 |  |  | 2 | FIRE ALARM CABLE | H2 | 0 |  |  |  |  | 27/12/2023 10:01:02
676 | 2081 | 3 | 4 | 112 | 5 |  |  | KAL21B Fire Alarm cable, or equivalent 2-hour fire rated cable, (1,5mm² minimum cross sectional area) | m | 320 |  | 0 |  |  | 27/12/2023 10:01:02
677 | 2082 | 3 | 4 | 112 |  |  | 3 | Additional smoke detectors | H3 | 0 |  |  |  |  | 27/12/2023 10:01:02
678 | 2083 | 3 | 4 | 112 | 6 |  | 01 | Supply installation of additional adressable Analogue Optical smoke sensor complete with Analogue sensor base for surface mounting.smoke detectors and linking to existing systems for following areas Michaelis Art Library | Item | 5 |  | 0 |  |  | 27/12/2023 10:01:02
679 | 2084 | 3 | 4 | 112 | 7 |  | 02 | Lift Lobby area 1st floor | Item | 3 |  | 0 |  |  | 27/12/2023 10:01:02
680 | 2085 | 3 | 4 | 113 |  |  | 4 | Existing Smoke detection system | H2 | 0 |  |  |  |  | 27/12/2023 10:01:02
681 | 2086 | 3 | 4 | 113 | 8 |  | 01 | Repairs and servicing of existing Fire detection system | SUM | 1 |  | 0 |  |  | 27/12/2023 10:01:02
682 | 2087 | 3 | 4 | 113 | 9 |  | 02 | Replacement of Mulfunctioning detectors | Item | 50 |  | 0 |  |  | 27/12/2023 10:01:02
683 | 2088 | 3 | 4 | 113 | 10 |  | 03 | Servicing of Existing Fire panels. Ensuring all errors are corrected and system reset and programed properly | Item | 10 |  | 0 |  |  | 27/12/2023 10:01:02
684 | 2089 | 3 | 4 | 113 |  |  | 5 | Testing and Commissioning | H2 | 0 |  |  |  |  | 27/12/2023 10:01:02
685 | 2090 | 3 | 4 | 113 | 11 |  | 01 | Complete commissioning test of all installed systems in Presence of Engineers | SUM | 1 |  | 0 |  |  | 27/12/2023 10:01:02
686 | 2091 | 3 | 4 | 113 |  |  | 6 | Basement Fire Supression system | H2 | 0 |  |  |  |  | 27/12/2023 10:01:02
687 | 2092 | 3 | 4 | 113 | 12 |  | 01 | Servicing of Existing fire supression system complete with all accessories ensuring proper functionalitry and proper linking of the system to the fire detection ssytem | SUM | 1 |  | 0 |  |  | 27/12/2023 10:01:02
688 | 2093 | 3 | 4 | 113 | 13 |  | 02 | Refilling of empty Novec gas cylinders to ensure system compliance | Item | 16 |  | 0 |  |  | 27/12/2023 10:01:02
689 | 2094 | 3 | 4 | 113 | 14 |  | 03 | Sealing of the Basement to ensure room intergrity testing is successful | SUM | 1 |  | 0 |  |  | 27/12/2023 10:01:02
690 | 2095 | 3 | 4 | 113 | 15 |  | 04 | Carryout Room Integrity testing for the Basement Archieve Area | SUM | 1 |  | 0 |  |  | 27/12/2023 10:01:02
691 | 2096 | 3 | 4 | 113 |  |  | 7 | Testing & Comisioning | H2 | 0 |  |  |  |  | 27/12/2023 10:01:02
692 | 2097 | 3 | 4 | 113 | 16 |  | 01 | Testing of System | SUM | 1 |  | 0 |  |  | 27/12/2023 10:01:02
693 | 2098 | 3 | 4 | 113 | 17 |  | 02 | Comissioning of Repaired system | SUM | 1 |  | 0 |  |  | 27/12/2023 10:01:02
694 | 2099 | 3 | 4 | 113 | 18 |  | 03 | Dito In the presence of Engineer and user Client | SUM | 1 |  | 0 |  |  | 27/12/2023 10:01:02
695 | 2100 | 3 | 4 | 113 |  |  | 8 | Documentation | H2 | 0 |  |  |  |  | 27/12/2023 10:01:02
696 | 2101 | 3 | 4 | 113 | 19 |  | 01 | Issuing of Installation COC | SUM | 1 |  | 0 |  |  | 27/12/2023 10:01:02
697 | 2102 | 3 | 4 | 114 | 20 |  | 02 | Preparation of As built drawings | SUM | 1 |  | 0 |  |  | 27/12/2023 10:01:02
698 | 2103 | 3 | 4 | 114 | 21 |  | 03 | Preparation of Operating and maintenance manuals | SUM | 1 |  | 0 |  |  | 27/12/2023 10:01:02
700 | 2104 | 3 | 5 | 116 |  |  |  | MECHANICAL INSTALLATION SECTION No. 3 | H1 | 0 |  |  |  |  | 27/12/2023 10:01:02
701 | 2105 | 3 | 5 | 116 |  |  |  | BILL NO 5: BASEMENT HVAC | H1 | 0 |  |  |  |  | 27/12/2023 10:01:02
702 | 2467 | 3 | 5 | 116 |  |  |  | AIR HANDLING UNITS | H2 | 0 |  |  |  |  | 13/06/2024 04:30:22
703 | 2596 | 3 | 5 | 116 |  |  |  | Inspect and report on the condition of the units for any defects, failure etc. before any work can be carried out on the units |  | 0 |  |  |  |  | 14/06/2024 04:08:32
704 | 2468 | 3 | 5 | 116 |  |  |  | REPLACEMENT OF EXISTING AHU | H2 | 0 |  |  |  |  | 13/06/2024 04:30:54
705 | 2107 | 3 | 5 | 116 | 1 |  |  | Replace existing AHU with equal capacity AHU complete with, Centrifugal Fresh Air fans Melanex lined attenuator,two Level air filteration system consisting of washable panel filters and pleated filters secondary filters complete with vibration isolation and all necesary Appurtenances for a complete installation. | Item | 4 |  | 0 |  |  | 13/06/2024 04:38:37
706 | 2108 | 3 | 5 | 116 | 2 |  |  | Supply and installation of Control Panel for the above AHUs. | Item | 4 |  | 0 |  |  | 27/12/2023 10:01:02
707 | 2109 | 3 | 5 | 116 | 3 |  |  | Supply and installation of 2Hr fire rating fusible link Fire Dampers with with temperature sensor, and motorised actuator, and linking the damber to Fire system as per specifications. 1450mm x 1150mm. | Item | 4 |  | 0 |  |  | 27/12/2023 10:01:02
708 | 2110 | 3 | 5 | 116 | 4 |  |  | Carry out Repairs and refurbishment to the Existing Ducting Duct Cleaning and sanitisationBasement DuctingDeep Cleaning and sanitisation of the Library entire duct network and Air Handling units complete system including all air intake ways and screens, Plenium and mixing boxes as belowSupply air system Ducting | SUM | 1 |  | 0 |  |  | 27/12/2023 10:01:02
709 | 2111 | 3 | 5 | 116 |  |  |  | Main ducting is Approximately 1450x1150. With various sized branch networks. The ducting system network is between 150 m to 200m in length | H3 | 0 |  |  |  |  | 27/12/2023 10:01:02
710 | 2112 | 3 | 5 | 116 | 5 |  |  | Return Air system | SUM | 1 |  | 0 |  |  | 27/12/2023 10:01:02
711 | 2113 | 3 | 5 | 117 |  |  |  | Supply air system Ducting main ducting is Approximately 1450x1150. With various sized branch networks. The ducting system network is between 150 m to 200m in length | H3 | 0 |  |  |  |  | 27/12/2023 10:01:02
712 | 2114 | 3 | 5 | 117 | 6 |  |  | Ducting Repairs Replacement of sections of the existing ducting which are beyond repair 1450mm x 1150mm. | m | 60 |  | 0 |  |  | 27/12/2023 10:01:02
713 | 2115 | 3 | 5 | 117 | 7 |  |  | Replace sections of duct insullation | m2 | 40 |  | 0 |  |  | 27/12/2023 10:01:02
714 | 2116 | 3 | 5 | 117 | 8 |  |  | Replacement of Supply and Returmn Air Grilles Supply air grills | Item | 15 |  | 0 |  |  | 27/12/2023 10:01:02
715 | 2117 | 3 | 5 | 117 | 9 |  |  | Return air grills | Item | 15 |  | 0 |  |  | 27/12/2023 10:01:02
716 | 2118 | 3 | 5 | 117 | 10 |  |  | System Control Ais Supply & Return Supply installation of demage/ missing replacement air grills with similar New. | No | 8 |  | 0 |  |  | 27/12/2023 10:01:02
717 | 2119 | 3 | 5 | 117 | 11 |  |  | Wall Controllers Installation of sectional wall mounted wired controllers | Item | 10 |  | 0 |  |  | 27/12/2023 10:01:02
718 | 2120 | 3 | 5 | 117 |  |  |  | Smoke Ventillation system Supply, deliver to site, and install complete Inline type Exhaust air fan complete with damper gravity louver, centrifugal blower, 3 phase/1 Phase drive motor, anti vibration mounts complete with sound attenuators having capacities as follows as per specifications | H3 | 0 |  |  |  |  | 27/12/2023 10:01:02
719 | 2121 | 3 | 5 | 117 | 12 |  |  | 5750l/s against a static pressure of 350Pa having suitable drive motor | No | 4 |  | 0 |  |  | 27/12/2023 10:01:02
720 | 2122 | 3 | 5 | 117 | 13 |  |  | Electrical installation associated with above installation | SUM | 1 |  | 0 |  |  | 27/12/2023 10:01:02
721 | 2123 | 3 | 5 | 117 | 14 |  |  | Linking of systems to Fire ditection system Linking of Basement Ventillation system to fire system | SUM | 1 |  | 0 |  |  | 27/12/2023 10:01:02
722 | 2124 | 3 | 5 | 117 | 15 |  |  | Heating System ModificationsSupply ,deliver to site installation and commisioning of basement heating and coooling packaged system Packaged unit of following cooling capacity 250Kw | Item | 2 |  | 0 |  |  | 27/12/2023 10:01:02
723 | 2125 | 3 | 5 | 118 | 16 |  |  | Modification of Existing Basement ventillation system All ducting and ancillaries to tie new heating and colling system to existing ducting | SUM | 1 |  | 0 |  |  | 27/12/2023 10:01:02
724 | 2126 | 3 | 5 | 118 | 17 |  |  | Testing and Commissioning Complete commissioning & test of all installed systems in Presence of Engineers | SUM | 1 |  | 0 |  |  | 27/12/2023 10:01:02
726 | 2127 | 3 | 6 | 120 |  |  |  | MECHANICAL INSTALLATION SECTION No. 3 | H1 | 0 |  |  |  |  | 27/12/2023 10:01:02
727 | 2128 | 3 | 6 | 120 |  |  |  | BILL NO 6: GROUND FLOOR HVAC | H1 | 0 |  |  |  |  | 27/12/2023 10:01:02
728 | 2129 | 3 | 6 | 120 | 1 |  |  | Floor standing Units Inspect and report on the condition of the units for any defects, failure etc.before any work can be carriedout on the units | SUM | 1 |  | 0 |  |  | 27/12/2023 10:01:02
729 | 2130 | 3 | 6 | 120 | 2 |  |  | Replacement of the floor standing indoor units with equally sized capacity units | Item | 10 |  | 0 |  |  | 27/12/2023 10:01:02
730 | 2131 | 3 | 6 | 120 | 3 |  |  | Outdoor Condensing unitsReplacement of Existing units with new Design, manufacture, works testing, supply and deliver to site, moving into position, erection, connecting up, site testing, witness testing, demonstrating to the Employer, commissioning and maintenance of the complete mechanical systems and equipment as shown on the drawings and datasheets.Supply and install packaged heat pump unit complete with Primary and secondary filteration system, LCD wired remote controller, Magnehelic gauges across filters, louvers, 1.5D eurolon infill, avm, supports, washable pleated filters, control cabling and all fittings and fixtures to meet the following: Air on 24.3deg Celcius db/15.4deg Celcius wb; Air off 12deg C db/11deg C wb; Ambient 35degCPAU01 (4000 litres/sec, 20% fresh air, 60kW cooling capacity) | No | 2 |  | 0 |  |  | 27/12/2023 10:01:02
731 | 2132 | 3 | 6 | 120 | 4 |  |  | Electrical Supply and controls Electrical Material and labour work to provide power from units to isolator point and All control cabling associated with the above units, NB:Power to isolator Points will be supplied by Electrical contractor | SUM | 1 |  | 0 |  |  | 27/12/2023 10:01:02
732 | 2133 | 3 | 6 | 120 | 5 |  |  | The LCD wired remote controller remote/wall mounted control unit in a suitable position to be specified by the engineer | No | 5 |  | 0 |  |  | 27/12/2023 10:01:02
733 | 2134 | 3 | 6 | 120 | 6 |  |  | Air Condition Office Room split unit 12000Btu Midwall unit | No | 2 |  | 0 |  |  | 27/12/2023 10:01:02
734 | 2135 | 3 | 6 | 121 | 7 |  |  | Duct Cleaning and sanitisation Ground Floor Ducting Deep Cleaning and sanitisation of the First Floor entire supply and return air duct network Duct as below Supply air system Ducting | SUM | 2 |  | 0 |  |  | 27/12/2023 10:01:03
735 | 2136 | 3 | 6 | 121 | 8 |  |  | Main ducting is Approximately 850x650. With various sized branch networks. The ducting system network is between 80 m to 120m in length Return Air system | SUM | 2 |  | 0 |  |  | 27/12/2023 10:01:03
736 | 2137 | 3 | 6 | 121 |  |  |  | Main ducting is Approximately 850x650. With various sized branch networks. The ducting system network is between 80 m to 120m in length | H3 | 0 |  |  |  |  | 27/12/2023 10:01:03
737 | 2138 | 3 | 6 | 121 | 9 |  |  | Service of Air Supply and Return Air Grilles Supply air grills | Item | 18 |  | 0 |  |  | 27/12/2023 10:01:03
738 | 2139 | 3 | 6 | 121 | 10 |  |  | Return air grills | Item | 18 |  | 0 |  |  | 27/12/2023 10:01:03
739 | 2470 | 3 | 6 | 121 |  |  |  | DIFFUSERS AND AIR GRILLES | H3 | 0 |  |  |  |  | 13/06/2024 04:47:40
740 | 2140 | 3 | 6 | 121 | 11 |  |  | Diffusers Replacement Existing damaged Diffusers with similar New. | No | 14 |  | 0 |  |  | 13/06/2024 04:47:46
741 | 2141 | 3 | 6 | 121 | 12 |  |  | Return air grilles Replacement Existing damaged return air grilles with similar New. | Item | 21 |  | 0 |  |  | 27/12/2023 10:01:03
742 | 2142 | 3 | 6 | 121 | 13 |  |  | Flexible ducting Ø200 | m | 30 |  | 0 |  |  | 27/12/2023 10:01:03
743 | 2143 | 3 | 6 | 121 | 14 |  |  | Linking of systems to Fire ditection system HVAC | SUM | 1 |  | 0 |  |  | 27/12/2023 10:01:03
744 | 2144 | 3 | 6 | 121 | 15 |  |  | Testing and Commissioning Complete commissioning & test of all installed systems in Presence of Engineers | SUM | 1 |  | 0 |  |  | 27/12/2023 10:01:03
746 | 2145 | 3 | 7 | 123 |  |  |  | MECHANICAL INSTALLATION SECTION No. 3 | H1 | 0 |  |  |  |  | 27/12/2023 10:01:03
747 | 2146 | 3 | 7 | 123 |  |  |  | BILL NO 7: MEZZANNINE HVAC | H1 | 0 |  |  |  |  | 27/12/2023 10:01:03
748 | 2147 | 3 | 7 | 123 |  |  |  | Floor standing Units | H2 | 0 |  |  |  |  | 27/12/2023 10:01:03
749 | 2148 | 3 | 7 | 123 | 1 |  |  | Inspect and report on the condition of the units for any defects, failure etc.before any work can be carriedout on the units | SUM | 1 |  | 0 |  |  | 27/12/2023 10:01:03
750 | 2149 | 3 | 7 | 123 | 2 |  |  | Replacement of the floor standing indoor units with equally sized capacity units | Item | 10 |  | 0 |  |  | 27/12/2023 10:01:03
751 | 2150 | 3 | 7 | 123 |  |  |  | Outdoor Condensing units | H2 | 0 |  |  |  |  | 27/12/2023 10:01:03
752 | 2151 | 3 | 7 | 123 |  |  |  | Replacement of Existing units with new | H3 | 0 |  |  |  |  | 27/12/2023 10:01:03
753 | 2152 | 3 | 7 | 123 | 3 |  |  | Design, manufacture, works testing, supply and deliver to site, moving into position, erection, connecting up, site testing, witness testing, demonstrating to the Employer, commissioning and maintenance of the complete mechanical systems and equipment as shown on the drawings and datasheets. Supply and install packaged heat pump unit complete with Primary and secondary filteration system, LCD wired remote controller, Magnehelic gauges across filters, louvers, 1.5D eurolon infill, avm, supports, washable pleated filters, control cabling and all fittings and fixtures to meet the following: Air on 24.3deg Celcius db/15.4deg Celcius wb; Air off 12deg C db/11deg C wb; Ambient 35degC PAU01 (4000 litres/sec, 20% fresh air, 60kW cooling capacity) | No | 2 |  | 0 |  |  | 27/12/2023 10:01:03
754 | 2153 | 3 | 7 | 124 |  |  |  | Electrical Supply and controls | H2 | 0 |  |  |  |  | 27/12/2023 10:01:03
755 | 2154 | 3 | 7 | 124 | 4 |  |  | Electrical Material and labour work to provide power from units to isolator point and All control cabling associated with the above units, NB:Power to isolator Points will be supplied by Electrical contractor | SUM | 1 |  | 0 |  |  | 27/12/2023 10:01:03
756 | 2155 | 3 | 7 | 124 | 5 |  |  | The LCD wired remote controller remote/wall mounted control unit in a suitable position to be specified by the engineer | No | 5 |  | 0 |  |  | 27/12/2023 10:01:03
757 | 2156 | 3 | 7 | 124 |  |  |  | Duct Cleaning and sanitisation | H2 | 0 |  |  |  |  | 27/12/2023 10:01:03
758 | 2157 | 3 | 7 | 124 |  |  |  | Mezzanaine Ducting | H3 | 0 |  |  |  |  | 27/12/2023 10:01:03
759 | 2158 | 3 | 7 | 124 | 6 |  |  | Deep Cleaning and sanitisation of the Mezzanaine entire supply and return air duct network Duct as below Supply air system Ducting | SUM | 1 |  | 0 |  |  | 27/12/2023 10:01:03
760 | 2159 | 3 | 7 | 124 | 7 |  |  | Main ducting is Approximately 850x650. With various sized branch networks. The ducting system network is between 80 m to 120m in length Return Air system | SUM | 1 |  | 0 |  |  | 27/12/2023 10:01:03
761 | 2160 | 3 | 7 | 124 |  |  |  | Main ducting is Approximately 850x650. With various sized branch networks. The ducting system network is between 80 m to 120m in length Service of Air Supply and Returmn Air Grilles | H2 | 0 |  |  |  |  | 27/12/2023 10:01:03
762 | 2161 | 3 | 7 | 124 | 8 |  |  | Supply air grills | Item | 18 |  | 0 |  |  | 27/12/2023 10:01:03
763 | 2162 | 3 | 7 | 124 | 9 |  |  | Return air grills | Item | 18 |  | 0 |  |  | 27/12/2023 10:01:03
764 | 2163 | 3 | 7 | 124 |  |  |  | DIFFUSERS AND AIR GRILLES | H2 | 0 |  |  |  |  | 27/12/2023 10:01:03
765 | 2164 | 3 | 7 | 124 |  |  |  | Diffusers | H3 | 0 |  |  |  |  | 27/12/2023 10:01:03
766 | 2165 | 3 | 7 | 124 | 10 |  |  | Replacement Existing damaged Diffusers with similar New. | No | 10 |  | 0 |  |  | 27/12/2023 10:01:03
767 | 2166 | 3 | 7 | 125 | 11 |  |  | Return air grilles Replacement Existing damaged return air grilles with similar New. | Item | 5 |  | 0 |  |  | 27/12/2023 10:01:03
768 | 2167 | 3 | 7 | 125 |  |  |  | Flexible ducting | H2 | 0 |  |  |  |  | 27/12/2023 10:01:03
769 | 2168 | 3 | 7 | 125 | 12 |  |  | Ø200 | m | 30 |  | 0 |  |  | 27/12/2023 10:01:03
770 | 2169 | 3 | 7 | 125 |  |  |  | Linking of systems to Fire ditection system | H2 | 0 |  |  |  |  | 27/12/2023 10:01:03
771 | 2170 | 3 | 7 | 125 | 13 |  |  | HVAC | SUM | 1 |  | 0 |  |  | 27/12/2023 10:01:03
772 | 2171 | 3 | 7 | 125 |  |  |  | Testing and Commissioning | H2 | 0 |  |  |  |  | 27/12/2023 10:01:03
773 | 2172 | 3 | 7 | 125 | 14 |  |  | Complete commissioning & test of all installed systems in Presence of Engineers | SUM | 1 |  | 0 |  |  | 27/12/2023 10:01:03
775 | 2173 | 3 | 8 | 127 |  |  |  | MECHANICAL INSTALLATION SECTION No. 3 | H1 | 0 |  |  |  |  | 27/12/2023 10:01:03
776 | 2174 | 3 | 8 | 127 |  |  |  | BILL NO 8: FIRST FLOOR HVAC | H1 | 0 |  |  |  |  | 27/12/2023 10:01:03
777 | 2175 | 3 | 8 | 127 |  |  |  | Floor standing Units | H2 | 0 |  |  |  |  | 27/12/2023 10:01:03
778 | 2176 | 3 | 8 | 127 | 1 |  |  | Inspect and report on the condition of the units for any defects, failure etc.before any work can be carriedout on the units | SUM | 1 |  | 0 |  |  | 27/12/2023 10:01:03
779 | 2177 | 3 | 8 | 127 | 2 |  |  | Carry out Repairs and refurbishment to the floor standing units as detailed below: | Item | 10 |  | 0 |  |  | 27/12/2023 10:01:03
780 | 2178 | 3 | 8 | 128 |  |  |  | Condenser unit Check and clean condenser coilClean housing, ensure that all panels are properly securedCheck operation of safety switches and rectify if necessary.Check and service compressor . Ensure vibration mountings are properly securedCheck all service valves for full operation and replace caps where missing. Replace service valves with similar or equal Check operation of pressure switch and rectify if necessary.Replace pressure switch Allow for additional refrigerant.Replace expansion device.Check setting and operation of thermostats and reset.Replace thermostat with similar or equalEnsure that all electrical terminals are tightened.Check condition of all cables, check whether cables are neatly strapped. Reposition and strap if required.Check and service fan and ensure that fan blades are well balanced. Check and ensure that the external isolator is weather proof and works properly. Clean all intake screensReplace 4 way valveCarry out leak tests on the installation and repair where necessaryReplace insulation to the refrigerant pipe Replace filter drierDerust, neutralise and touch up paint workEvaporator unit | H2 | 0 |  |  |  |  | 27/12/2023 10:01:03
781 | 2179 | 3 | 8 | 129 |  |  |  | Clean evaporator coil.Replace air filter.Clean housing, ensure that all panels are properly securedCheck and service fan and ensure that fan blades are well balanced. Check running current of fans, compressor and operation of overloads. Rectify where necessaryEnsure that all electrical terminals are tightened.Check condition of all cables, check whether cables are neatly strapped. Reposition and strap if required.Check and repair condensate tray and drainage system.Derust and treat the unit for rustExtend condensate pipe to the nearest drain point.PACKAGED AIR CONDITIONING UNIT | H2 | 0 |  |  |  |  | 27/12/2023 10:01:03
782 | 2180 | 3 | 8 | 129 |  |  |  | Replacement of Existing roof top package units with new | H3 | 0 |  |  |  |  | 27/12/2023 10:01:03
783 | 2181 | 3 | 8 | 129 | 3 |  |  | Design, manufacture, works testing, supply and deliver to site, moving into position, erection, connecting up, site testing, witness testing, demonstrating to the Employer, commissioning and maintenance of the complete mechanical systems and equipment as shown on the drawings and datasheets. Supply and install packaged heat pump unit complete with Primary and secondary filteration system, LCD wired remote controller, Magnehelic gauges across filters, louvers, 1.5D eurolon infill, avm, supports, washable pleated filters, control cabling and all fittings and fixtures to meet the following: Air on 24.3deg Celcius db/15.4deg Celcius wb; Air off 12deg C db/11deg C wb; Ambient 35degC PAU01 (4000 litres/sec, 20% fresh air, 60kW cooling capacity) | No | 2 |  | 0 |  |  | 27/12/2023 10:01:03
784 | 2182 | 3 | 8 | 130 |  |  |  | Electrical Supply and controls | H2 | 0 |  |  |  |  | 27/12/2023 10:01:03
785 | 2183 | 3 | 8 | 130 | 4 |  |  | Electrical Material and labour work to provide power from units to isolator point and All control cabling associated with the above units, NB:Power to isolator Points will be supplied by Electrical contractor | SUM | 1 |  | 0 |  |  | 27/12/2023 10:01:03
786 | 2184 | 3 | 8 | 130 | 5 |  |  | The LCD wired remote controller remote/wall mounted control unit in a suitable position to be specified by the engineer | No | 5 |  | 0 |  |  | 27/12/2023 10:01:03
787 | 2185 | 3 | 8 | 130 |  |  |  | Air Condition | H2 | 0 |  |  |  |  | 27/12/2023 10:01:03
788 | 2186 | 3 | 8 | 130 | 6 |  |  | Meeting Room split unit 4.5 kw | No | 1 |  | 0 |  |  | 27/12/2023 10:01:03
789 | 2187 | 3 | 8 | 130 | 7 |  |  | Staff Room split unit 4.5 Kw | No | 1 |  | 0 |  |  | 27/12/2023 10:01:03
790 | 2188 | 3 | 8 | 130 | 8 |  |  | Office Room split unit 3 Kw | No | 1 |  | 0 |  |  | 27/12/2023 10:01:03
791 | 2189 | 3 | 8 | 130 | 9 |  |  | Admin 1 Room split unit 2,5 Kw | No | 1 |  | 0 |  |  | 27/12/2023 10:01:03
792 | 2190 | 3 | 8 | 130 | 10 |  |  | Admin 2 Room split unit 2,2 Kw | No | 1 |  | 0 |  |  | 27/12/2023 10:01:03
793 | 2191 | 3 | 8 | 130 | 11 |  |  | Server Room Split Unit 2,2 Kw | No | 1 |  | 0 |  |  | 27/12/2023 10:01:03
794 | 2192 | 3 | 8 | 130 |  |  |  | Duct Cleaning and sanitisation | H2 | 0 |  |  |  |  | 27/12/2023 10:01:03
795 | 2193 | 3 | 8 | 130 |  |  |  | First Floor Ducting | H3 | 0 |  |  |  |  | 27/12/2023 10:01:03
796 | 2194 | 3 | 8 | 130 | 12 |  |  | Deep Cleaning and sanitisation of the First Floor entire supply and return air duct network Duct as below Supply air system Ducting | SUM | 2 |  | 0 |  |  | 27/12/2023 10:01:03
797 | 2195 | 3 | 8 | 130 | 13 |  |  | Main ducting is Approximately 850x650. With various sized branch networks. The ducting system network is between 80 m to 120m in length Return Air system | SUM | 2 |  | 0 |  |  | 27/12/2023 10:01:03
798 | 2196 | 3 | 8 | 131 | 14 |  |  | Main ducting is Approximately 850x650. With various sized branch networks. The ducting system network is between 80 m to 120m in length Service of Air Supply and Returmn Air Grilles Supply air grills | Item | 18 |  | 0 |  |  | 27/12/2023 10:01:03
799 | 2197 | 3 | 8 | 131 | 15 |  |  | Return air grills | Item | 18 |  | 0 |  |  | 27/12/2023 10:01:03
800 | 2198 | 3 | 8 | 131 |  |  |  | DIFFUSERS AND AIR GRILLES | H2 | 0 |  |  |  |  | 27/12/2023 10:01:03
801 | 2199 | 3 | 8 | 131 |  |  |  | Diffusers | H3 | 0 |  |  |  |  | 27/12/2023 10:01:03
802 | 2200 | 3 | 8 | 131 | 16 |  |  | Replacement Existing damaged Diffusers with similar New. | No | 10 |  | 0 |  |  | 27/12/2023 10:01:03
803 | 2201 | 3 | 8 | 131 |  |  |  | Return air grilles | H2 | 0 |  |  |  |  | 27/12/2023 10:01:03
804 | 2202 | 3 | 8 | 131 | 17 |  |  | Replacement Existing damaged return air grilles with similar New. | Item | 5 |  | 0 |  |  | 27/12/2023 10:01:03
805 | 2203 | 3 | 8 | 131 |  |  |  | Flexible ducting | H2 | 0 |  |  |  |  | 27/12/2023 10:01:03
806 | 2204 | 3 | 8 | 131 | 18 |  |  | Ø200 | m | 30 |  | 0 |  |  | 27/12/2023 10:01:03
807 | 2205 | 3 | 8 | 131 |  |  |  | Linking of systems to Fire ditection system | H2 | 0 |  |  |  |  | 27/12/2023 10:01:03
808 | 2206 | 3 | 8 | 131 | 19 |  |  | HVAC | SUM | 1 |  | 0 |  |  | 27/12/2023 10:01:03
809 | 2207 | 3 | 8 | 131 |  |  |  | Testing and Commissioning | H2 | 0 |  |  |  |  | 27/12/2023 10:01:03
810 | 2208 | 3 | 8 | 131 | 20 |  |  | Complete commissioning & test of all installed systems in Presence of Engineers | SUM | 1 |  | 0 |  |  | 27/12/2023 10:01:03
812 | 2209 | 3 | 9 | 133 |  |  |  | MECHANICAL INSTALLATION SECTION No. 3 | H1 | 0 |  |  |  |  | 27/12/2023 10:01:03
813 | 2210 | 3 | 9 | 133 |  |  |  | BILL NO 9: SECOND FLOOR HVAC | H1 | 0 |  |  |  |  | 27/12/2023 10:01:03
814 | 2211 | 3 | 9 | 133 | 1 |  |  | Floor standing Units Inspect and report on the condition of the units for any defects, failure etc.before any work can be carriedout on the units | SUM | 1 |  | 0 |  |  | 27/12/2023 10:01:03
815 | 2212 | 3 | 9 | 133 | 2 |  |  | Carry out Repairs and refurbishment to the floor standing units as detailed below: | Item | 10 |  | 0 |  |  | 27/12/2023 10:01:03
816 | 2213 | 3 | 9 | 134 |  |  |  | Condenser unit Check and clean condenser coilClean housing, ensure that all panels are properly securedCheck operation of safety switches and rectify if necessary.Check and service compressor . Ensure vibration mountings are properly securedCheck all service valves for full operation and replace caps where missing. Replace service valves with similar or equal Check operation of pressure switch and rectify if necessary.Replace pressure switch Allow for additional refrigerant.Replace expansion device.Check setting and operation of thermostats and reset.Replace thermostat with similar or equalEnsure that all electrical terminals are tightened.Check condition of all cables, check whether cables are neatly strapped. Reposition and strap if required.Check and service fan and ensure that fan blades are well balanced. Check and ensure that the external isolator is weather proof and works properly. Clean all intake screensReplace 4 way valveCarry out leak tests on the installation and repair where necessaryReplace insulation to the refrigerant pipe Replace filter drierDerust, neutralise and touch up paint workEvaporator unit | H2 | 0 |  |  |  |  | 27/12/2023 10:01:03
817 | 2214 | 3 | 9 | 135 |  |  | 3.0 | Clean evaporator coil.Replace air filter.Clean housing, ensure that all panels are properly securedCheck and service fan and ensure that fan blades are well balanced. Check running current of fans, compressor and operation of overloads. Rectify where necessaryEnsure that all electrical terminals are tightened.Check condition of all cables, check whether cables are neatly strapped. Reposition and strap if required.Check and repair condensate tray and drainage system.Derust and treat the unit for rustExtend condensate pipe to the nearest drain point.PACKAGED AIR CONDITIONING UNIT | H2 | 0 |  |  |  |  | 27/12/2023 10:01:03
818 | 2215 | 3 | 9 | 135 |  |  | 01 | Replacement of Existing roof top package units with new | H3 | 0 |  |  |  |  | 27/12/2023 10:01:03
819 | 2216 | 3 | 9 | 135 | 3 |  |  | Design, manufacture, works testing, supply and deliver to site, moving into position, erection, connecting up, site testing, witness testing, demonstrating to the Employer, commissioning and maintenance of the complete mechanical systems and equipment as shown on the drawings and datasheets. Supply and install packaged heat pump unit complete with Primary and secondary filteration system, LCD wired remote controller, Magnehelic gauges across filters, louvers, 1.5D eurolon infill, avm, supports, washable pleated filters, control cabling and all fittings and fixtures to meet the following: Air on 24.3deg Celcius db/15.4deg Celcius wb; Air off 12deg C db/11deg C wb; Ambient 35degC PAU01 (4000 litres/sec, 20% fresh air, 60kW cooling capacity) | No | 2 |  | 0 |  |  | 27/12/2023 10:01:03
820 | 2217 | 3 | 9 | 136 |  |  | 4.0 | Electrical Supply and controls | H2 | 0 |  |  |  |  | 27/12/2023 10:01:03
821 | 2218 | 3 | 9 | 136 | 4 |  | 01 | Electrical Material and labour work to provide power from units to isolator point and All control cabling associated with the above units, NB:Power to isolator Points will be supplied by Electrical contractor | SUM | 1 |  | 0 |  |  | 27/12/2023 10:01:03
822 | 2219 | 3 | 9 | 136 | 5 |  | 02 | The LCD wired remote controller remote/wall mounted control unit in a suitable position to be specified by the engineer | No | 5 |  | 0 |  |  | 27/12/2023 10:01:03
823 | 2220 | 3 | 9 | 136 |  |  | 5.0 | Duct Cleaning and sanitisation | H2 | 0 |  |  |  |  | 27/12/2023 10:01:03
824 | 2221 | 3 | 9 | 136 |  |  |  | Second Floor Ducting | H3 | 0 |  |  |  |  | 27/12/2023 10:01:03
825 | 2222 | 3 | 9 | 136 | 6 |  | 01 | Deep Cleaning and sanitisation of the Second Floor entire supply and return air duct network Duct as below Supply air system Ducting | SUM | 2 |  | 0 |  |  | 27/12/2023 10:01:03
826 | 2223 | 3 | 9 | 136 | 7 |  | 02 | Main ducting is Approximately 850x650. With various sized branch networks. The ducting system network is between 80 m to 120m in length Return Air system | SUM | 2 |  | 0 |  |  | 27/12/2023 10:01:03
827 | 2224 | 3 | 9 | 136 |  |  | 6.0 | Main ducting is Approximately 850x650. With various sized branch networks. The ducting system network is between 80 m to 120m in length Service of Air Supply and Returmn Air Grilles | H2 | 0 |  |  |  |  | 27/12/2023 10:01:03
828 | 2225 | 3 | 9 | 136 | 8 |  | 01 | Supply air grills | Item | 18 |  | 0 |  |  | 27/12/2023 10:01:03
829 | 2226 | 3 | 9 | 136 | 9 |  | 02 | Return air grills | Item | 18 |  | 0 |  |  | 27/12/2023 10:01:03
830 | 2227 | 3 | 9 | 136 |  |  | 7 | DIFFUSERS AND AIR GRILLES | H2 | 0 |  |  |  |  | 27/12/2023 10:01:03
831 | 2228 | 3 | 9 | 136 |  |  | 01 | Diffusers | H3 | 0 |  |  |  |  | 27/12/2023 10:01:03
832 | 2229 | 3 | 9 | 136 | 10 |  |  | Replacement Existing damaged Diffusers with similar New. | No | 10 |  | 0 |  |  | 27/12/2023 10:01:03
833 | 2230 | 3 | 9 | 137 |  |  | 02 | Return air grilles | H3 | 0 |  |  |  |  | 27/12/2023 10:01:03
834 | 2231 | 3 | 9 | 137 | 11 |  |  | Replacement Existing damaged return air grilles with similar New. | Item | 5 |  | 0 |  |  | 27/12/2023 10:01:03
835 | 2232 | 3 | 9 | 137 | 12 |  |  | Flexible ducting Ø200 | m | 30 |  | 0 |  |  | 27/12/2023 10:01:03
836 | 2233 | 3 | 9 | 137 |  |  | 8 | Linking of systems to Fire ditection system | H2 | 0 |  |  |  |  | 27/12/2023 10:01:03
837 | 2234 | 3 | 9 | 137 | 13 |  | 01 | HVAC | SUM | 1 |  | 0 |  |  | 27/12/2023 10:01:03
838 | 2235 | 3 | 9 | 137 |  |  | 9 | Testing and Commissioning | H2 | 0 |  |  |  |  | 27/12/2023 10:01:03
839 | 2236 | 3 | 9 | 137 | 14 |  | 01 | Complete commissioning & test of all installed systems in Presence of Engineers | SUM | 1 |  | 0 |  |  | 27/12/2023 10:01:03
841 | 2237 | 3 | 10 | 139 |  |  |  | MECHANICAL INSTALLATION SECTION No. 3 | H1 | 0 |  |  |  |  | 27/12/2023 10:01:03
842 | 2238 | 3 | 10 | 139 |  |  |  | BILL NO 10: THIRD FLOOR HVAC | H1 | 0 |  |  |  |  | 27/12/2023 10:01:04
843 | 2239 | 3 | 10 | 139 |  |  |  | AIR HANDLING UNITS | H2 | 0 |  |  |  |  | 27/12/2023 10:01:04
844 | 2240 | 3 | 10 | 139 | 1 |  |  | Replace old air handling unit on site with new installation unit and commissioning. | Item | 4 |  | 0 |  |  | 27/12/2023 10:01:04
845 | 2241 | 3 | 10 | 139 |  |  |  | Duct Cleaning and sanitisation | H2 | 0 |  |  |  |  | 27/12/2023 10:01:04
846 | 2242 | 3 | 10 | 139 | 2 |  |  | Deep Cleaning and sanitisation of the Library entire duct network Duct as below Supply air system Ducting | SUM | 1 |  | 0 |  |  | 27/12/2023 10:01:04
847 | 2243 | 3 | 10 | 139 | 3 |  |  | Main ducting is Approximately 1450x1150. With various sized branch networks. The ducting system network is between 150 m to 200m in length Return Air system | SUM | 1 |  | 0 |  |  | 27/12/2023 10:01:04
848 | 2244 | 3 | 10 | 139 | 4 |  |  | Supply air system Ducting main ducting is Approximately 1450x1150. With various sized branch networks. The ducting system network is between 150 m to 200m in length Service of Air Supply and Returmn Air Grilles Supply air grills | Item | 15 |  | 0 |  |  | 27/12/2023 10:01:04
849 | 2245 | 3 | 10 | 139 | 5 |  |  | Return air grills | Item | 15 |  | 0 |  |  | 27/12/2023 10:01:04
850 | 2246 | 3 | 10 | 139 |  |  |  | System Control | H2 | 0 |  |  |  |  | 27/12/2023 10:01:04
851 | 2247 | 3 | 10 | 139 |  |  |  | Ais Supply & Return | H3 | 0 |  |  |  |  | 27/12/2023 10:01:04
852 | 2248 | 3 | 10 | 139 | 6 |  |  | Supply installation of demage/ missing replacement air grills with similar New. | No | 8 |  | 0 |  |  | 27/12/2023 10:01:04
853 | 2249 | 3 | 10 | 139 |  |  |  | Linking of systems to Fire ditection system | H2 | 0 |  |  |  |  | 27/12/2023 10:01:04
854 | 2250 | 3 | 10 | 139 | 7 |  |  | HVAC | SUM | 1 |  | 0 |  |  | 27/12/2023 10:01:04
855 | 2251 | 3 | 10 | 140 |  |  |  | Testing and Commissioning | H2 | 0 |  |  |  |  | 27/12/2023 10:01:04
856 | 2252 | 3 | 10 | 140 | 8 |  |  | Complete commissioning & test of all installed systems in Presence of Engineers | SUM | 1 |  | 0 |  |  | 27/12/2023 10:01:04
858 | 2253 | 3 | 11 | 142 |  |  |  | MECHANICAL INSTALLATION SECTION No. 3 | H1 | 0 |  |  |  |  | 27/12/2023 10:01:04
859 | 2254 | 3 | 11 | 142 |  |  |  | BILL NO 11: TOILET VENTILATION | H1 | 0 |  |  |  |  | 27/12/2023 10:08:56
860 | 2255 | 3 | 11 | 142 |  |  |  | Toilet Ventillation | H2 | 0 |  |  |  |  | 27/12/2023 10:01:04
861 | 2256 | 3 | 11 | 142 |  |  |  | Extraction Fan | H3 | 0 |  |  |  |  | 27/12/2023 10:01:04
862 | 2257 | 3 | 11 | 142 |  |  |  | Supply, Deliver to site, installation and commissioning of replacement ducted extraction fans as follows: | H4 | 0 |  |  |  |  | 27/12/2023 10:01:04
863 | 2258 | 3 | 11 | 142 | 1 |  |  | Exhaust air inline fan unit complete with damper gravity louver, 2x silencers,3 phase drive motor, anti vibration mounts : 1500l/s against a static pressure of 350Pa having suitable drive motor | No | 6 |  | 0 |  |  | 27/12/2023 10:01:04
864 | 2259 | 3 | 11 | 142 | 2 |  |  | Electrical works associated with above installation | SUM | 1 |  | 0 |  |  | 27/12/2023 10:01:04
865 | 2260 | 3 | 11 | 142 |  |  |  | Aluminium natural anodised air grilles | H3 | 0 |  |  |  |  | 27/12/2023 10:01:04
866 | 2261 | 3 | 11 | 142 | 3 |  |  | 200 x 550 | No | 16 |  | 0 |  |  | 27/12/2023 10:01:04
867 | 2262 | 3 | 11 | 142 |  |  |  | Toilet Extraction ducting | H3 | 0 |  |  |  |  | 27/12/2023 10:01:04
868 | 2263 | 3 | 11 | 142 | 4 |  |  | 350Dia | m | 48 |  | 0 |  |  | 27/12/2023 10:01:04
869 | 2264 | 3 | 11 | 142 | 5 |  |  | 200Dia | m | 10 |  | 0 |  |  | 27/12/2023 10:01:04
870 | 2265 | 3 | 11 | 142 | 6 |  |  | Flexible ducting Ø200 | m | 15 |  | 0 |  |  | 27/12/2023 10:01:04
871 | 2266 | 3 | 11 | 142 | 7 |  |  | Extra Over for Fittings and stop ends | m | 10 |  | 0 |  |  | 27/12/2023 10:01:04
872 | 2267 | 3 | 11 | 142 |  |  |  | Linking of systems to Fire ditection system | H3 | 0 |  |  |  |  | 27/12/2023 10:01:04
873 | 2268 | 3 | 11 | 142 | 8 |  |  | HVAC | SUM | 1 |  | 0 |  |  | 27/12/2023 10:01:04
874 | 2269 | 3 | 11 | 143 |  |  |  | Testing and Commissioning | H3 | 0 |  |  |  |  | 27/12/2023 10:01:04
875 | 2270 | 3 | 11 | 143 | 9 |  |  | Complete commissioning & test of all installed systems in Presence of Engineers | SUM | 1 |  | 0 |  |  | 27/12/2023 10:01:04
877 | 1847 | 3 | 12 | 145 | 1 |  |  | PRELIMINARIES | Page | 95 |  |  |  |  | 27/12/2023 09:57:22
878 | 2288 | 3 | 12 | 145 | 2 |  |  | DECOMMISSIONING | Page | 100 |  |  |  |  | 27/12/2023 10:04:23
879 | 2289 | 3 | 12 | 145 | 3 |  |  | FIRE PROTECTION INSTALLATION | Page | 111 |  |  |  |  | 27/12/2023 10:04:55
880 | 2290 | 3 | 12 | 145 | 4 |  |  | SMOKE DETECTION | Page | 115 |  |  |  |  | 27/12/2023 10:05:16
881 | 2291 | 3 | 12 | 145 | 5 |  |  | BASEMENT HVAC | Page | 119 |  |  |  |  | 27/12/2023 10:05:21
882 | 2292 | 3 | 12 | 145 | 6 |  |  | GROUND FLOOR HVAC | Page | 122 |  |  |  |  | 27/12/2023 10:05:27
883 | 2293 | 3 | 12 | 145 | 7 |  |  | MEZZANINE HVAC | Page | 126 |  |  |  |  | 27/12/2023 10:05:47
884 | 2298 | 3 | 12 | 145 | 8 |  |  | FIRST FLOOR HVAC | Page | 132 |  |  |  |  | 27/12/2023 10:09:34
885 | 2294 | 3 | 12 | 145 | 9 |  |  | SECOND FLOOR HVAC | Page | 138 |  |  |  |  | 27/12/2023 10:06:31
886 | 2295 | 3 | 12 | 145 | 10 |  |  | THIRD FLOOR HVAC | Page | 141 |  |  |  |  | 27/12/2023 10:06:37
887 | 2296 | 3 | 12 | 145 | 11 |  |  | TOILET EXTRACTION | Page | 144 |  |  |  |  | 27/12/2023 10:06:43
888 | 1191 | 4 | 1 | 146 |  |  |  | ELECTRICAL INSTALLATION SECTION No. 4 | H1 | 0 |  |  |  |  | 10/12/2023 10:11:38
889 | 1204 | 4 | 1 | 146 |  |  |  | BILL NO 1: P&GS | H1 | 0 |  |  |  |  | 10/12/2023 10:14:43
890 | 799 | 4 | 1 | 146 |  |  |  | This section is construed to cover all obligations and requirements of the JBCC N/S Contract, Project Specification, and any liabilities not covered in the Schedule of Quantities. | H2 | 0 |  |  |  |  | 10/12/2023 10:11:32
891 | 800 | 4 | 1 | 146 |  |  |  | In addition to the items listed below the Contractor is to state clearly hereunder the description of the item and the compensation for which he requires to claim. | H2 | 0 |  |  |  |  | 09/12/2023 10:24:58
892 | 801 | 4 | 1 | 146 |  |  |  | The Engineer reserves the right to advance to the Contractor any such proportion of the stated sums with which he considers the Contractor to have complied. | H2 | 0 |  |  |  |  | 09/12/2023 10:24:58
893 | 802 | 4 | 1 | 146 |  |  |  | Only rates for time related items will be applied in deriving additional costs for extension of time and this will be in accordance with the process defined in the Conditions of Contract. | H2 | 0 |  |  |  |  | 09/12/2023 10:24:58
894 | 803 | 4 | 1 | 146 |  |  |  | INSURANCE PROVIDED BY CONTRACTOR | H2 | 0 |  |  |  |  | 09/12/2023 10:24:58
895 | 804 | 4 | 1 | 146 | 1 |  |  | Insurance (a) of the Works | SUM | 1 |  | 0 |  |  | 09/12/2023 10:24:58
896 | 805 | 4 | 1 | 146 | 2 |  |  | (b) Public Liability | SUM | 1 |  | 0 |  |  | 09/12/2023 10:24:58
897 | 806 | 4 | 1 | 146 | 3 |  |  | Insurance of construction plant and equipment | SUM | 1 |  | 0 |  |  | 09/12/2023 10:24:58
898 | 807 | 4 | 1 | 146 | 4 |  |  | Transit, loading, unloading insurance of all materials | SUM | 1 |  | 0 |  |  | 09/12/2023 10:24:58
899 | 808 | 4 | 1 | 146 | 5 |  |  | Common Law Liability | SUM | 1 |  | 0 |  |  | 09/12/2023 10:24:58
900 | 809 | 4 | 1 | 147 | 6 |  |  | Any other insurance required (i.e. motor vehicle liability insurance and balance of Third Party, etc.) | SUM | 1 |  | 0 |  |  | 09/12/2023 10:24:58
901 | 810 | 4 | 1 | 147 | 7 |  |  | Discount if specified insurance is provided by the Employer in accordance with the Special Conditions of Contract. | SUM | 1 |  | 0 |  |  | 09/12/2023 10:24:58
902 | 811 | 4 | 1 | 147 |  |  |  | SITE ESTABLISHMENT | H2 | 0 |  |  |  |  | 09/12/2023 10:24:58
903 | 812 | 4 | 1 | 147 | 8 |  |  | Establishment of Offices on Site | SUM | 1 |  | 0 |  |  | 09/12/2023 10:24:58
904 | 813 | 4 | 1 | 147 | 9 |  |  | Establishment of Storage Facilities on Site | SUM | 1 |  | 0 |  |  | 09/12/2023 10:24:58
905 | 814 | 4 | 1 | 147 | 10 |  |  | Establishment of Ablution Facilities on Site | SUM | 1 |  | 0 |  |  | 09/12/2023 10:24:58
906 | 815 | 4 | 1 | 147 | 11 |  |  | Provision of Site Instruction Book on site for the use by the Consulting Electrical Engineer's representative | SUM | 1 |  | 0 |  |  | 09/12/2023 10:24:58
907 | 816 | 4 | 1 | 147 | 12 |  |  | Facilities for the Engineer as Specified | SUM | 1 |  | 0 |  |  | 09/12/2023 10:24:58
908 | 817 | 4 | 1 | 147 | 13 |  |  | Provision of Security for site establishment | SUM | 1 |  | 0 |  |  | 09/12/2023 10:24:58
909 | 818 | 4 | 1 | 147 | 14 |  |  | Removal of all facilities upon completion of contract | SUM | 1 |  | 0 |  |  | 09/12/2023 10:24:58
910 | 819 | 4 | 1 | 147 | 15 |  |  | Provision of Sureties | SUM | 1 |  | 0 |  |  | 09/12/2023 10:24:58
911 | 820 | 4 | 1 | 147 | 16 |  |  | Other fixed charge obligations not covered by above (specify) | SUM | 1 |  | 0 |  |  | 09/12/2023 10:24:58
912 | 821 | 4 | 1 | 147 |  |  |  | TIME RELATED ITEMS | H2 | 0 |  |  |  |  | 09/12/2023 10:24:58
913 | 822 | 4 | 1 | 147 | 17 |  |  | Project Administration | SUM | 1 |  | 0 |  |  | 09/12/2023 10:24:58
914 | 823 | 4 | 1 | 147 | 18 |  |  | Project Supervision | SUM | 1 |  | 0 |  |  | 09/12/2023 10:24:58
915 | 824 | 4 | 1 | 147 | 19 |  |  | Maintenance of facilities on Site | SUM | 1 |  | 0 |  |  | 09/12/2023 10:24:58
916 | 825 | 4 | 1 | 147 | 20 |  |  | Maintenance of facilities for the Engineer | SUM | 1 |  | 0 |  |  | 09/12/2023 10:24:58
917 | 826 | 4 | 1 | 147 | 21 |  |  | Allowance for twelve months guarantee and free maintenance of the Works | SUM | 1 |  | 0 |  |  | 09/12/2023 10:24:58
918 | 827 | 4 | 1 | 148 | 22 |  |  | Allowance for an additional twelve months guarantee and free maintenance of Works, which may be instructed at the discretion of the Employer | SUM | 1 |  | 0 |  |  | 09/12/2023 10:24:58
919 | 828 | 4 | 1 | 148 | 23 |  |  | Managing Sub Contractors, SMME's, ABE's | SUM | 1 |  | 0 |  |  | 09/12/2023 10:24:58
920 | 829 | 4 | 1 | 148 | 24 |  |  | Allowance for project steering committee (PSC) meetings for implementation period | SUM | 1 |  | 0 |  |  | 09/12/2023 10:24:58
921 | 830 | 4 | 1 | 148 | 25 |  |  | Provide commissioning technician for the adjustment & calibration of all Measurement, Control and electrical protection (grading) equipment installed. The technician shall be available for 4 hours per week. | SUM | 1 |  | 0 |  |  | 09/12/2023 10:24:58
922 | 831 | 4 | 1 | 148 | 26 |  |  | Conduct re-calibration exercise of all low voltage protection (grading) equipment installed. | SUM | 1 |  | 0 |  |  | 09/12/2023 10:24:58
923 | 832 | 4 | 1 | 148 |  |  |  | STANDING TIME | H2 | 0 |  |  |  |  | 09/12/2023 10:24:58
924 | 833 | 4 | 1 | 148 | 27 |  |  | Standing Time Costs for any Works interruption due to reasons out of the Contractor's direct control Labour Plant | Hrs | 80 |  | 0 |  |  | 09/12/2023 10:24:58
925 | 834 | 4 | 1 | 148 | 28 |  |  | Supervision | Hrs | 80 |  | 0 |  |  | 09/12/2023 10:24:58
926 | 835 | 4 | 1 | 148 | 29 |  |  | Other (please specify…………………………………) | Hrs | 80 |  | 0 |  |  | 09/12/2023 10:24:58
927 | 836 | 4 | 1 | 148 |  |  |  | AS-BUILT DRAWINGS AND MAINTENANCE MANUALS | H2 | 0 |  |  |  |  | 09/12/2023 10:24:58
928 | 837 | 4 | 1 | 148 | 30 |  |  | Allow for 3 sets of operating and maintenance manuals and as-built drawings as indicated in the project specification. Preparation of Record Drawings, Operating and Maintenance Manuals and Asset Registers | SUM | 1 |  | 0 |  |  | 09/12/2023 10:24:58
929 | 838 | 4 | 1 | 148 | 31 |  |  | Provision of Certificates of Compliance | SUM | 1 |  | 0 |  |  | 09/12/2023 10:24:58
930 | 839 | 4 | 1 | 148 | 32 |  |  | Provision of maintenance manuals and handover packs | SUM | 1 |  | 0 |  |  | 09/12/2023 10:24:58
931 | 840 | 4 | 1 | 149 |  |  |  | SECURING THE WORKS | H2 | 0 |  |  |  |  | 09/12/2023 10:24:58
932 | 841 | 4 | 1 | 149 | 33 |  |  | Allow for security for the duration of the Contract, as determined by the Contractor, and as Specified | SUM | 1 |  | 0 |  |  | 09/12/2023 10:24:58
933 | 842 | 4 | 1 | 149 | 34 |  |  | Allowance for security for the optional extended guarantee period | SUM | 1 |  | 0 |  |  | 09/12/2023 10:24:58
934 | 843 | 4 | 1 | 149 |  |  |  | MEETING REQUIREMENTS FOR COORDINATING & PROTECTING EXISTING SERVICES | H2 | 0 |  |  |  |  | 09/12/2023 10:24:58
935 | 844 | 4 | 1 | 149 | 35 |  |  | Coordinate with Engineer and JCL staff to identify existing services and routes | SUM | 1 |  | 0 |  |  | 09/12/2023 10:24:58
936 | 845 | 4 | 1 | 149 | 36 |  |  | Coordinate with Engineer and JCL staff to approve the extent, location and routes of existing services for construction activities | SUM | 1 |  | 0 |  |  | 09/12/2023 10:24:58
937 | 846 | 4 | 1 | 149 | 37 |  |  | Coordinate with Engineer and JCL staff to protect identified to protect existing services | SUM | 1 |  | 0 |  |  | 09/12/2023 10:24:58
938 | 847 | 4 | 1 | 149 | 38 |  |  | Coordinate with Engineer and JCL staff to approve connection, testing and commissioning of the Works | SUM | 1 |  | 0 |  |  | 09/12/2023 10:24:58
939 | 848 | 4 | 1 | 149 |  |  |  | PREPARATION OF DETAILED DRAWINGS AND PROGRAM | H2 | 0 |  |  |  |  | 09/12/2023 10:24:58
940 | 849 | 4 | 1 | 149 | 39 |  |  | General arrangement (GA) drawings for low voltage distribution panels | SUM | 1 |  | 0 |  |  | 09/12/2023 10:24:58
941 | 850 | 4 | 1 | 149 | 40 |  |  | Detailed schematic and circuit drawings for low voltage panels | SUM | 1 |  | 0 |  |  | 09/12/2023 10:24:58
942 | 851 | 4 | 1 | 149 | 41 |  |  | Detailed layout drawings for the earthing and lightning protection installation | SUM | 1 |  | 0 |  |  | 09/12/2023 10:24:58
943 | 852 | 4 | 1 | 149 | 42 |  |  | Allow for the preparation and submission to the Engineer for approval of the detailed manufacturing, works testing, delivery, installation, site testing and commissioning program. | SUM | 1 |  | 0 |  |  | 09/12/2023 10:24:58
944 | 853 | 4 | 1 | 150 |  |  |  | TRAINING | H2 | 0 |  |  |  |  | 09/12/2023 10:24:58
945 | 854 | 4 | 1 | 150 | 43 |  |  | Training of JCL operations and maintenance (O+M) staff for low voltage equipment, as defined in project specification. | SUM | 1 |  | 0 |  |  | 09/12/2023 10:24:58
946 | 855 | 4 | 1 | 150 |  |  |  | OHS ACT COMPLIANCE AND HEALTH & SAFETY PLAN | H2 | 0 |  |  |  |  | 09/12/2023 10:24:58
947 | 856 | 4 | 1 | 150 | 44 |  |  | Allow for the preparation and submission to the Engineer for approval of the health & safety plan, which will comply in full with the OHS Act requirements as detailed in the Specification | SUM | 1 |  | 0 |  |  | 09/12/2023 10:24:58
948 | 857 | 4 | 1 | 150 | 45 |  |  | Allow for the implementation for the duration of the construction period of the health & safety plan, which will comply in full with the OHS Act requirements as detailed in the Specification | SUM | 1 |  | 0 |  |  | 09/12/2023 10:24:58
949 | 858 | 4 | 1 | 150 | 46 |  |  | Allowance for twelve months implementation during the defects liability period if required. | SUM | 1 |  | 0 |  |  | 09/12/2023 10:24:58
950 | 859 | 4 | 1 | 150 | 47 |  |  | Allowance for an additional implementation during the additional defects liability period, which may be instructed at the discretion of the Employer if required. | SUM | 1 |  | 0 |  |  | 09/12/2023 10:24:59
951 | 860 | 4 | 1 | 150 | 48 |  |  | COVD compliance (as applicable at time of tender) | SUM | 1 |  | 0 |  |  | 09/12/2023 10:24:59
953 | 1192 | 4 | 2 | 152 |  |  |  | ELECTRICAL INSTALLATION SECTION No. 4 | H1 | 0 |  |  |  |  | 10/12/2023 10:11:53
954 | 1205 | 4 | 2 | 152 |  |  |  | BILL NO 2: BILL A | H1 | 0 |  |  |  |  | 10/12/2023 10:14:53
955 | 862 | 4 | 2 | 152 |  |  |  | The complete installation must comply with the SANS 10142 specifications and the Quality specification in this document. Therefore Tenders are advised to study the specification and drawings before the Bill is priced. | H3 | 0 |  |  |  |  | 09/12/2023 10:24:59
956 | 863 | 4 | 2 | 152 |  |  |  | REPAIRS TO LOW VOLTAGE (LV) DISTRIBUTION BOARDS AND MOTOR CONTRIOL CENTRES (MCCs) | H2 | 0 |  |  |  |  | 09/12/2023 10:24:59
957 | 864 | 4 | 2 | 152 |  |  |  | Repair of all existing low voltage distribution boards and motor control centres (MCCs) within the building including tracing of circuits, labelling of DB and circuits and shall include power poits and equipment, earthing, cabling, terminations, circuit breakers, 30mA earth leakage units, and control circuitry etc. |  | 0 |  |  |  |  | 09/12/2023 10:24:59
958 | 1690 | 4 | 2 | 152 |  |  |  | LV Switchgear in Main Substation | H4 | 0 |  |  |  |  | 10/12/2023 02:18:34
959 | 865 | 4 | 2 | 152 | 1 |  |  | Supply materials | No | 1 |  | 0 |  |  | 09/12/2023 10:24:59
960 | 866 | 4 | 2 | 152 | 2 |  |  | Labour and Installation | No | 1 |  | 0 |  |  | 09/12/2023 10:24:59
961 | 1691 | 4 | 2 | 152 |  |  |  | D/B - BCS | H4 | 0 |  |  |  |  | 10/12/2023 02:18:34
962 | 867 | 4 | 2 | 152 | 3 |  |  | Supply materials | No | 1 |  | 0 |  |  | 09/12/2023 10:24:59
963 | 868 | 4 | 2 | 152 | 4 |  |  | Labour and Installation | No | 1 |  | 0 |  |  | 09/12/2023 10:24:59
964 | 1692 | 4 | 2 | 152 |  |  |  | D/B - AD | H4 | 0 |  |  |  |  | 10/12/2023 02:18:34
965 | 869 | 4 | 2 | 152 | 5 |  |  | Supply materials | No | 1 |  | 0 |  |  | 09/12/2023 10:24:59
966 | 870 | 4 | 2 | 152 | 6 |  |  | Labour and Installation | No | 1 |  | 0 |  |  | 09/12/2023 10:24:59
967 | 1693 | 4 | 2 | 153 |  |  |  | D/B - GFA | H4 | 0 |  |  |  |  | 10/12/2023 02:18:34
968 | 871 | 4 | 2 | 153 | 7 |  |  | Supply materials | No | 1 |  | 0 |  |  | 09/12/2023 10:24:59
969 | 872 | 4 | 2 | 153 | 8 |  |  | Labour and Installation | No | 1 |  | 0 |  |  | 09/12/2023 10:24:59
970 | 1694 | 4 | 2 | 153 |  |  |  | D/B - GFB | H4 | 0 |  |  |  |  | 10/12/2023 02:18:34
971 | 873 | 4 | 2 | 153 | 9 |  |  | Supply materials | No | 1 |  | 0 |  |  | 09/12/2023 10:24:59
972 | 874 | 4 | 2 | 153 | 10 |  |  | Labour and Installation | No | 1 |  | 0 |  |  | 09/12/2023 10:24:59
973 | 1695 | 4 | 2 | 153 |  |  |  | D/B - GFC | H4 | 0 |  |  |  |  | 10/12/2023 02:18:34
974 | 875 | 4 | 2 | 153 | 11 |  |  | Supply materials | No | 1 |  | 0 |  |  | 09/12/2023 10:24:59
975 | 876 | 4 | 2 | 153 | 12 |  |  | Labour and Installation | No | 1 |  | 0 |  |  | 09/12/2023 10:24:59
976 | 1696 | 4 | 2 | 153 |  |  |  | D/B - MA | H4 | 0 |  |  |  |  | 10/12/2023 02:18:34
977 | 877 | 4 | 2 | 153 | 13 |  |  | Supply materials | No | 1 |  | 0 |  |  | 09/12/2023 10:24:59
978 | 878 | 4 | 2 | 153 | 14 |  |  | Labour and Installation | No | 1 |  | 0 |  |  | 09/12/2023 10:24:59
979 | 1697 | 4 | 2 | 153 |  |  |  | D/B - MB | H4 | 0 |  |  |  |  | 10/12/2023 02:18:34
980 | 879 | 4 | 2 | 153 | 15 |  |  | Supply materials | No | 1 |  | 0 |  |  | 09/12/2023 10:24:59
981 | 880 | 4 | 2 | 153 | 16 |  |  | Labour and Installation | No | 1 |  | 0 |  |  | 09/12/2023 10:24:59
982 | 1698 | 4 | 2 | 153 |  |  |  | D/B - MC | H4 | 0 |  |  |  |  | 10/12/2023 02:18:34
983 | 881 | 4 | 2 | 153 | 17 |  |  | Supply materials | No | 1 |  | 0 |  |  | 09/12/2023 10:24:59
984 | 882 | 4 | 2 | 153 | 18 |  |  | Labour and Installation | No | 1 |  | 0 |  |  | 09/12/2023 10:24:59
985 | 1699 | 4 | 2 | 153 |  |  |  | D/B - MD | H4 | 0 |  |  |  |  | 10/12/2023 02:18:34
986 | 883 | 4 | 2 | 153 | 19 |  |  | Supply materials | No | 1 |  | 0 |  |  | 09/12/2023 10:24:59
987 | 884 | 4 | 2 | 153 | 20 |  |  | Labour and Installation | No | 1 |  | 0 |  |  | 09/12/2023 10:24:59
988 | 1700 | 4 | 2 | 154 |  |  |  | D/B - FF | H4 | 0 |  |  |  |  | 10/12/2023 02:18:34
989 | 885 | 4 | 2 | 154 | 21 |  |  | Supply materials | No | 1 |  | 0 |  |  | 09/12/2023 10:24:59
990 | 886 | 4 | 2 | 154 | 22 |  |  | Labour and Installation | No | 1 |  | 0 |  |  | 09/12/2023 10:24:59
991 | 1701 | 4 | 2 | 154 |  |  |  | D/B - FFA | H4 | 0 |  |  |  |  | 10/12/2023 02:18:34
992 | 887 | 4 | 2 | 154 | 23 |  |  | Supply materials | No | 1 |  | 0 |  |  | 09/12/2023 10:24:59
993 | 888 | 4 | 2 | 154 | 24 |  |  | Labour and Installation | No | 1 |  | 0 |  |  | 09/12/2023 10:24:59
994 | 1702 | 4 | 2 | 154 |  |  |  | D/B - FFB | H4 | 0 |  |  |  |  | 10/12/2023 02:18:34
995 | 889 | 4 | 2 | 154 | 25 |  |  | Supply materials | No | 1 |  | 0 |  |  | 09/12/2023 10:24:59
996 | 890 | 4 | 2 | 154 | 26 |  |  | Labour and Installation | No | 1 |  | 0 |  |  | 09/12/2023 10:24:59
997 | 1703 | 4 | 2 | 154 |  |  |  | D/B - FFB | H4 | 0 |  |  |  |  | 10/12/2023 02:18:34
998 | 891 | 4 | 2 | 154 | 27 |  |  | Supply materials | No | 1 |  | 0 |  |  | 09/12/2023 10:24:59
999 | 892 | 4 | 2 | 154 | 28 |  |  | Labour and Installation | No | 1 |  | 0 |  |  | 09/12/2023 10:24:59
1000 | 1704 | 4 | 2 | 154 |  |  |  | D/B - FFC | H4 | 0 |  |  |  |  | 10/12/2023 02:18:34
1001 | 893 | 4 | 2 | 154 | 29 |  |  | Supply materials | No | 1 |  | 0 |  |  | 09/12/2023 10:24:59
1002 | 894 | 4 | 2 | 154 | 30 |  |  | Labour and Installation | No | 1 |  | 0 |  |  | 09/12/2023 10:24:59
1003 | 1705 | 4 | 2 | 154 |  |  |  | D/B - FFD | H4 | 0 |  |  |  |  | 10/12/2023 02:18:34
1004 | 895 | 4 | 2 | 154 | 31 |  |  | Supply materials | No | 1 |  | 0 |  |  | 09/12/2023 10:24:59
1005 | 896 | 4 | 2 | 154 | 32 |  |  | Labour and Installation | No | 1 |  | 0 |  |  | 09/12/2023 10:24:59
1006 | 1706 | 4 | 2 | 154 |  |  |  | D/B - BCS | H4 | 0 |  |  |  |  | 10/12/2023 02:18:34
1007 | 897 | 4 | 2 | 154 | 33 |  |  | Supply materials | No | 1 |  | 0 |  |  | 09/12/2023 10:24:59
1008 | 898 | 4 | 2 | 154 | 34 |  |  | Labour and Installation | No | 1 |  | 0 |  |  | 09/12/2023 10:24:59
1009 | 1707 | 4 | 2 | 155 |  |  |  | D/B - SBA | H4 | 0 |  |  |  |  | 10/12/2023 02:18:34
1010 | 899 | 4 | 2 | 155 | 35 |  |  | Supply materials | No | 1 |  | 0 |  |  | 09/12/2023 10:24:59
1011 | 900 | 4 | 2 | 155 | 36 |  |  | Labour and Installation | No | 1 |  | 0 |  |  | 09/12/2023 10:24:59
1012 | 1708 | 4 | 2 | 155 |  |  |  | D/B - SBB | H4 | 0 |  |  |  |  | 10/12/2023 02:18:34
1013 | 901 | 4 | 2 | 155 | 37 |  |  | Supply materials | No | 1 |  | 0 |  |  | 09/12/2023 10:24:59
1014 | 902 | 4 | 2 | 155 | 38 |  |  | Labour and Installation | No | 1 |  | 0 |  |  | 09/12/2023 10:24:59
1015 | 1709 | 4 | 2 | 155 |  |  |  | D/B - SBC | H4 | 0 |  |  |  |  | 10/12/2023 02:18:34
1016 | 903 | 4 | 2 | 155 | 39 |  |  | Supply materials | No | 1 |  | 0 |  |  | 09/12/2023 10:24:59
1017 | 904 | 4 | 2 | 155 | 40 |  |  | Labour and Installation | No | 1 |  | 0 |  |  | 09/12/2023 10:24:59
1018 | 1710 | 4 | 2 | 155 |  |  |  | D/B - SBD | H4 | 0 |  |  |  |  | 10/12/2023 02:18:34
1019 | 905 | 4 | 2 | 155 | 41 |  |  | Supply materials | No | 1 |  | 0 |  |  | 09/12/2023 10:24:59
1020 | 906 | 4 | 2 | 155 | 42 |  |  | Labour and Installation | No | 1 |  | 0 |  |  | 09/12/2023 10:24:59
1021 | 1711 | 4 | 2 | 155 |  |  |  | D/B - SF | H4 | 0 |  |  |  |  | 10/12/2023 02:18:34
1022 | 907 | 4 | 2 | 155 | 43 |  |  | Supply materials | No | 1 |  | 0 |  |  | 09/12/2023 10:24:59
1023 | 908 | 4 | 2 | 155 | 44 |  |  | Labour and Installation | No | 1 |  | 0 |  |  | 09/12/2023 10:24:59
1024 | 1712 | 4 | 2 | 155 |  |  |  | D/B - SFA | H4 | 0 |  |  |  |  | 10/12/2023 02:18:34
1025 | 909 | 4 | 2 | 155 | 45 |  |  | Supply materials | No | 1 |  | 0 |  |  | 09/12/2023 10:24:59
1026 | 910 | 4 | 2 | 155 | 46 |  |  | Labour and Installation | No | 1 |  | 0 |  |  | 09/12/2023 10:24:59
1027 | 1713 | 4 | 2 | 155 |  |  |  | D/B - SFB | H4 | 0 |  |  |  |  | 10/12/2023 02:18:34
1028 | 911 | 4 | 2 | 155 | 47 |  |  | Supply materials | No | 1 |  | 0 |  |  | 09/12/2023 10:24:59
1029 | 912 | 4 | 2 | 155 | 48 |  |  | Labour and Installation | No | 1 |  | 0 |  |  | 09/12/2023 10:24:59
1030 | 1714 | 4 | 2 | 156 |  |  |  | D/B - SFC | H4 | 0 |  |  |  |  | 10/12/2023 02:18:34
1031 | 913 | 4 | 2 | 156 | 49 |  |  | Supply materials | No | 1 |  | 0 |  |  | 09/12/2023 10:24:59
1032 | 914 | 4 | 2 | 156 | 50 |  |  | Labour and Installation | No | 1 |  | 0 |  |  | 09/12/2023 10:24:59
1033 | 1715 | 4 | 2 | 156 |  |  |  | D/B - SFD | H4 | 0 |  |  |  |  | 10/12/2023 02:18:34
1034 | 915 | 4 | 2 | 156 | 51 |  |  | Supply materials | No | 1 |  | 0 |  |  | 09/12/2023 10:24:59
1035 | 916 | 4 | 2 | 156 | 52 |  |  | Labour and Installation | No | 1 |  | 0 |  |  | 09/12/2023 10:24:59
1036 | 1716 | 4 | 2 | 156 |  |  |  | D/B S STAGE | H4 | 0 |  |  |  |  | 10/12/2023 02:18:34
1037 | 917 | 4 | 2 | 156 | 53 |  |  | Supply materials | No | 1 |  | 0 |  |  | 09/12/2023 10:24:59
1038 | 918 | 4 | 2 | 156 | 54 |  |  | Labour and Installation | No | 1 |  | 0 |  |  | 09/12/2023 10:24:59
1039 | 1717 | 4 | 2 | 156 |  |  |  | D/B - SFCD | H4 | 0 |  |  |  |  | 10/12/2023 02:18:34
1040 | 919 | 4 | 2 | 156 | 55 |  |  | Supply materials | No | 1 |  | 0 |  |  | 09/12/2023 10:24:59
1041 | 920 | 4 | 2 | 156 | 56 |  |  | Labour and Installation | No | 1 |  | 0 |  |  | 09/12/2023 10:24:59
1042 | 1718 | 4 | 2 | 156 |  |  |  | D/B CS | H4 | 0 |  |  |  |  | 10/12/2023 02:18:34
1043 | 921 | 4 | 2 | 156 | 57 |  |  | Supply materials | No | 1 |  | 0 |  |  | 09/12/2023 10:24:59
1044 | 922 | 4 | 2 | 156 | 58 |  |  | Labour and Installation | No | 1 |  | 0 |  |  | 09/12/2023 10:24:59
1045 | 1719 | 4 | 2 | 156 |  |  |  | D/B - Control Panel | H4 | 0 |  |  |  |  | 10/12/2023 02:18:34
1046 | 923 | 4 | 2 | 156 | 59 |  |  | Supply materials | No | 1 |  | 0 |  |  | 09/12/2023 10:24:59
1047 | 924 | 4 | 2 | 156 | 60 |  |  | Labour and Installation | No | 1 |  | 0 |  |  | 09/12/2023 10:24:59
1048 | 1720 | 4 | 2 | 156 |  |  |  | D/B - Fire Control Panel | H4 | 0 |  |  |  |  | 10/12/2023 02:18:34
1049 | 925 | 4 | 2 | 156 | 61 |  |  | Supply materials | No | 1 |  | 0 |  |  | 09/12/2023 10:24:59
1050 | 926 | 4 | 2 | 156 | 62 |  |  | Labour and Installation | No | 1 |  | 0 |  |  | 09/12/2023 10:24:59
1051 | 1721 | 4 | 2 | 157 |  |  |  | D/B ND | H4 | 0 |  |  |  |  | 10/12/2023 02:18:34
1052 | 927 | 4 | 2 | 157 | 63 |  |  | Supply materials | No | 1 |  | 0 |  |  | 09/12/2023 10:24:59
1053 | 928 | 4 | 2 | 157 | 64 |  |  | Labour and Installation | No | 1 |  | 0 |  |  | 09/12/2023 10:24:59
1054 | 1722 | 4 | 2 | 157 |  |  |  | D/DB MTCE Office | H4 | 0 |  |  |  |  | 10/12/2023 02:18:34
1055 | 929 | 4 | 2 | 157 | 65 |  |  | Supply materials | No | 1 |  | 0 |  |  | 09/12/2023 10:24:59
1056 | 930 | 4 | 2 | 157 | 66 |  |  | Labour and Installation | No | 1 |  | 0 |  |  | 09/12/2023 10:24:59
1057 | 1723 | 4 | 2 | 157 |  |  |  | HVAC Plant Room 2 MCC | H4 | 0 |  |  |  |  | 10/12/2023 02:18:34
1058 | 931 | 4 | 2 | 157 | 67 |  |  | Supply materials | No | 1 |  | 0 |  |  | 09/12/2023 10:24:59
1059 | 932 | 4 | 2 | 157 | 68 |  |  | Labour and Installation | No | 1 |  | 0 |  |  | 09/12/2023 10:24:59
1060 | 1724 | 4 | 2 | 157 |  |  |  | Garage Ventilation MCC | H4 | 0 |  |  |  |  | 10/12/2023 02:18:34
1061 | 933 | 4 | 2 | 157 | 69 |  |  | Supply materials | No | 1 |  | 0 |  |  | 09/12/2023 10:24:59
1062 | 934 | 4 | 2 | 157 | 70 |  |  | Labour and Installation | No | 1 |  | 0 |  |  | 09/12/2023 10:24:59
1063 | 1725 | 4 | 2 | 157 |  |  |  | LV Distribution Boards on roof level of building | H4 | 0 |  |  |  |  | 10/12/2023 02:18:34
1064 | 935 | 4 | 2 | 157 | 71 |  |  | Supply materials | No | 4 |  | 0 |  |  | 09/12/2023 10:24:59
1065 | 936 | 4 | 2 | 157 | 72 |  |  | Labour and Installation | No | 4 |  | 0 |  |  | 09/12/2023 10:24:59
1066 | 937 | 4 | 2 | 157 |  |  |  | ELECTRICAL CERTIFICATES OF COMPLIANCE (COCs) | H2 | 0 |  |  |  |  | 09/12/2023 10:24:59
1067 | 1727 | 4 | 2 | 157 |  |  |  | Electrical testing and Certificates of Compliance (CoCs) for all refurbished distribution boards and motor control centres | H4 | 0 |  |  |  |  | 10/12/2023 02:18:34
1068 | 938 | 4 | 2 | 157 | 73 |  |  | Supply materials | No | 40 |  | 0 |  |  | 09/12/2023 10:24:59
1069 | 939 | 4 | 2 | 157 | 74 |  |  | Labour and Installation | No | 40 |  | 0 |  | Rate Only | 14/06/2024 04:07:09
1070 | 940 | 4 | 2 | 158 |  |  |  | DECOMMISSIONING AND REFURBISHMENT OF EMERGENCY DIESEL GENERATORS | H2 | 0 |  |  |  |  | 09/12/2023 10:24:59
1071 | 941 | 4 | 2 | 158 |  |  |  | Allow for the decommisioning, repair, testing and commissioning of existing emergency diesel generators in the building including tracing of emergency circuits, repair / refurbishment of automatic transfer switch (ATS), draining and filling up of generator day tank with diesel etc. |  | 0 |  |  |  |  | 09/12/2023 10:24:59
1072 | 1730 | 4 | 2 | 158 |  |  |  | Decommissioning of redundant Generator No.1 and removal from site. | H4 | 0 |  |  |  |  | 10/12/2023 02:18:34
1073 | 942 | 4 | 2 | 158 | 75 |  |  | Supply materials | No | 1 |  | 0 |  |  | 09/12/2023 10:24:59
1074 | 943 | 4 | 2 | 158 | 76 |  |  | Labour and Installation | No | 1 |  | 0 |  |  | 09/12/2023 10:24:59
1075 | 1731 | 4 | 2 | 158 |  |  |  | Refurbishment, testing and commisisoning of Generator No.2 (Cummins 145kVA). | H4 | 0 |  |  |  |  | 10/12/2023 02:18:34
1076 | 944 | 4 | 2 | 158 | 77 |  |  | Supply materials | No | 1 |  | 0 |  |  | 09/12/2023 10:24:59
1077 | 945 | 4 | 2 | 158 | 78 |  |  | Labour and Installation | No | 1 |  | 0 |  |  | 09/12/2023 10:24:59
1078 | 1732 | 4 | 2 | 158 |  |  |  | Supply and delivery of Diesel fuel (10ppm) for Generator No.2 | H4 | 0 |  |  |  |  | 10/12/2023 02:18:34
1079 | 946 | 4 | 2 | 158 | 79 |  |  | Supply materials | No | 1 |  | 0 |  |  | 09/12/2023 10:24:59
1080 | 947 | 4 | 2 | 158 | 80 |  |  | Labour and Installation | No | 1 |  | 0 |  |  | 09/12/2023 10:24:59
1081 | 948 | 4 | 2 | 158 |  |  |  | REFURBISHMENT OF UNINTERRUPTABLE POWER SUPPLY (UPS) | H2 | 0 |  |  |  |  | 09/12/2023 10:24:59
1082 | 949 | 4 | 2 | 158 |  |  |  | Allow for the repair, testing and commissioning of existing uninterruptable power supply (UPS) in main low voltage switchgear room including tracing of circuits, replacement of battery cells, etc. |  | 0 |  |  |  |  | 09/12/2023 10:24:59
1083 | 1735 | 4 | 2 | 158 |  |  |  | Replace UPS Battery Cells | H4 | 0 |  |  |  |  | 10/12/2023 02:18:34
1084 | 950 | 4 | 2 | 158 | 81 |  |  | Supply materials | No | 1 |  | 0 |  |  | 09/12/2023 10:24:59
1085 | 951 | 4 | 2 | 158 | 82 |  |  | Labour and Installation | No | 1 |  | 0 |  |  | 09/12/2023 10:24:59
1086 | 1736 | 4 | 2 | 159 |  |  |  | Testing and Commissioning of UPS installation | H4 | 0 |  |  |  |  | 10/12/2023 02:18:34
1087 | 952 | 4 | 2 | 159 | 83 |  |  | Supply materials | No | 1 |  | 0 |  |  | 09/12/2023 10:24:59
1088 | 953 | 4 | 2 | 159 | 84 |  |  | Labour and Installation | No | 1 |  | 0 |  |  | 09/12/2023 10:24:59
1089 | 954 | 4 | 2 | 159 |  |  |  | EARTHING AND BONDING | H2 | 0 |  |  |  |  | 09/12/2023 10:24:59
1090 | 1738 | 4 | 2 | 159 |  |  |  | Bonding of all building earth installations to the site-wide earthmat to comply with the latest SANS10142, Code of Practice for The Wiring of Premises as amended. | H4 | 0 |  |  |  |  | 10/12/2023 02:18:34
1091 | 955 | 4 | 2 | 159 | 85 |  |  | Supply materials | No | 1 |  | 0 |  |  | 09/12/2023 10:24:59
1092 | 956 | 4 | 2 | 159 | 86 |  |  | Labour and Installation | No | 1 |  | 0 |  |  | 09/12/2023 10:24:59
1093 | 957 | 4 | 2 | 159 |  |  |  | TESTING AND COMMISSIONING | H2 | 0 |  |  |  |  | 09/12/2023 10:24:59
1094 | 1740 | 4 | 2 | 159 |  |  |  | Inspections, testing and handing over of the complete installation in the presence of the Engineer and certify the results on the Certificate of compliances by an accredited person (Installation Electrician). | H4 | 0 |  |  |  |  | 10/12/2023 02:18:34
1095 | 958 | 4 | 2 | 159 | 87 |  |  | Supply materials | No | 1 |  | 0 |  |  | 09/12/2023 10:24:59
1096 | 959 | 4 | 2 | 159 | 88 |  |  | Labour and Installation | No | 1 |  | 0 |  |  | 09/12/2023 10:24:59
1097 | 960 | 4 | 2 | 159 |  |  |  | PROVISIONAL AMOUNTS | H3 | 0 |  |  |  |  | 09/12/2023 10:24:59
1098 | 1742 | 4 | 2 | 159 |  |  |  | Supply and installation of 2 x new wall mounted MCC room ventilation fan Isolators (Fan units c/w filters fall under mechanical BoQ) | H4 | 0 |  |  |  |  | 10/12/2023 02:18:34
1099 | 961 | 4 | 2 | 159 | 89 |  |  | Supply materials | Item | 1 | 6500 | 6500 |  |  | 09/12/2023 10:24:59
1100 | 962 | 4 | 2 | 159 | 90 |  |  | Labour and Installation | Item | 1 | 1500 | 1500 |  |  | 09/12/2023 10:24:59
1102 | 1193 | 4 | 3 | 161 |  |  |  | ELECTRICAL INSTALLATION SECTION No. 4 | H1 | 0 |  |  |  |  | 10/12/2023 10:12:07
1103 | 1206 | 4 | 3 | 161 |  |  |  | BILL NO 3: BILL B | H1 | 0 |  |  |  |  | 10/12/2023 10:15:02
1104 | 964 | 4 | 3 | 161 |  |  |  | The complete installation must comply with the SANS 10142 specifications and the Quality specification in this document. Therefore Tenders are advised to study the specification and drawings before the Bill is priced. | H2 | 0 |  |  |  |  | 09/12/2023 10:24:59
1105 | 965 | 4 | 3 | 161 |  |  |  | CONDUCTORS AND EARTHWIRE | H3 | 0 |  |  |  |  | 09/12/2023 10:24:59
1106 | 966 | 4 | 3 | 161 |  |  |  | Supply and install 600/1000V PVC SWA PVC Cu cable and Bare Copper Earth Wire (BCEW). |  | 0 |  |  |  |  | 09/12/2023 10:24:59
1107 | 1747 | 4 | 3 | 161 |  |  |  | 2.5mm² x 4C | H4 | 0 |  |  |  |  | 10/12/2023 02:18:34
1108 | 967 | 4 | 3 | 161 | 1 |  |  | Supply materials | m | 1000 |  | 0 |  |  | 09/12/2023 10:24:59
1109 | 968 | 4 | 3 | 161 | 2 |  |  | Labour and Installation | m | 1000 |  | 0 |  |  | 09/12/2023 10:24:59
1110 | 1748 | 4 | 3 | 161 |  |  |  | 4mm² x 4C | H4 | 0 |  |  |  |  | 10/12/2023 02:18:34
1111 | 969 | 4 | 3 | 161 | 3 |  |  | Supply materials | m | 300 |  | 0 |  |  | 09/12/2023 10:24:59
1112 | 970 | 4 | 3 | 161 | 4 |  |  | Labour and Installation | m | 300 |  | 0 |  |  | 09/12/2023 10:24:59
1113 | 1749 | 4 | 3 | 161 |  |  |  | 6mm² x 3C | H4 | 0 |  |  |  |  | 10/12/2023 02:18:34
1114 | 971 | 4 | 3 | 161 | 5 |  |  | Supply materials | m | 900 |  | 0 |  |  | 09/12/2023 10:24:59
1115 | 972 | 4 | 3 | 161 | 6 |  |  | Labour and Installation | m | 900 |  | 0 |  |  | 09/12/2023 10:24:59
1116 | 1750 | 4 | 3 | 161 |  |  |  | 10mm² x 4C | H4 | 0 |  |  |  |  | 10/12/2023 02:18:34
1117 | 973 | 4 | 3 | 161 | 7 |  |  | Supply materials | m | 0 |  | 0 |  | Rate only | 09/12/2023 10:24:59
1118 | 974 | 4 | 3 | 161 | 8 |  |  | Labour and Installation | m | 0 |  | 0 |  | Rate only | 09/12/2023 10:24:59
1119 | 1751 | 4 | 3 | 162 |  |  |  | 16mm² x 4C | H4 | 0 |  |  |  |  | 10/12/2023 02:18:34
1120 | 975 | 4 | 3 | 162 | 9 |  |  | Supply materials | m | 0 |  | 0 |  | Rate only | 09/12/2023 10:24:59
1121 | 976 | 4 | 3 | 162 | 10 |  |  | Labour and Installation | m | 0 |  | 0 |  | Rate only | 09/12/2023 10:24:59
1122 | 1752 | 4 | 3 | 162 |  |  |  | 2.5mm2 BCEW | H4 | 0 |  |  |  |  | 10/12/2023 02:18:34
1123 | 977 | 4 | 3 | 162 | 11 |  |  | Supply materials | m | 1000 |  | 0 |  |  | 09/12/2023 10:24:59
1124 | 978 | 4 | 3 | 162 | 12 |  |  | Labour and Installation | m | 1000 |  | 0 |  |  | 09/12/2023 10:24:59
1125 | 1753 | 4 | 3 | 162 |  |  |  | 4mm2 BCEW | H4 | 0 |  |  |  |  | 10/12/2023 02:18:34
1126 | 979 | 4 | 3 | 162 | 13 |  |  | Supply materials | m | 300 |  | 0 |  |  | 09/12/2023 10:25:00
1127 | 980 | 4 | 3 | 162 | 14 |  |  | Labour and Installation | m | 300 |  | 0 |  |  | 09/12/2023 10:25:00
1128 | 1754 | 4 | 3 | 162 |  |  |  | 6mm2 BCEW | H4 | 0 |  |  |  |  | 10/12/2023 02:18:34
1129 | 981 | 4 | 3 | 162 | 15 |  |  | Supply materials | m | 900 |  | 0 |  |  | 09/12/2023 10:25:00
1130 | 982 | 4 | 3 | 162 | 16 |  |  | Labour and Installation | m | 900 |  | 0 |  |  | 09/12/2023 10:25:00
1131 | 1755 | 4 | 3 | 162 |  |  |  | 10mm² BCEW | H4 | 0 |  |  |  |  | 10/12/2023 02:18:34
1132 | 983 | 4 | 3 | 162 | 17 |  |  | Supply materials | m | 0 |  | 0 |  | Rate only | 09/12/2023 10:25:00
1133 | 984 | 4 | 3 | 162 | 18 |  |  | Labour and Installation | m | 0 |  | 0 |  | Rate only | 09/12/2023 10:25:00
1134 | 1756 | 4 | 3 | 162 |  |  |  | 16mm² BCEW | H4 | 0 |  |  |  |  | 10/12/2023 02:18:34
1135 | 985 | 4 | 3 | 162 | 19 |  |  | Supply materials | m | 0 |  | 0 |  | Rate only | 09/12/2023 10:25:00
1136 | 986 | 4 | 3 | 162 | 20 |  |  | Labour and Installation | m | 0 |  | 0 |  | Rate only | 09/12/2023 10:25:00
1137 | 987 | 4 | 3 | 162 |  |  |  | Supply and install general purpose (GP) Wire | H3 | 0 |  |  |  |  | 09/12/2023 10:25:00
1138 | 1758 | 4 | 3 | 162 |  |  |  | 2.5mm2 (Red) | H4 | 0 |  |  |  |  | 10/12/2023 02:18:34
1139 | 988 | 4 | 3 | 162 | 21 |  |  | Supply materials | m | 10000 |  | 0 |  |  | 09/12/2023 10:25:00
1140 | 989 | 4 | 3 | 162 | 22 |  |  | Labour and Installation | m | 10000 |  | 0 |  |  | 09/12/2023 10:25:00
1141 | 1759 | 4 | 3 | 163 |  |  |  | 2.5mm2 (Black) | H4 | 0 |  |  |  |  | 10/12/2023 02:18:34
1142 | 990 | 4 | 3 | 163 | 23 |  |  | Supply materials | m | 10000 |  | 0 |  |  | 09/12/2023 10:25:00
1143 | 991 | 4 | 3 | 163 | 24 |  |  | Labour and Installation | m | 10000 |  | 0 |  |  | 09/12/2023 10:25:00
1144 | 1760 | 4 | 3 | 163 |  |  |  | 2.5mm2 (Green / Yellow) | H4 | 0 |  |  |  |  | 10/12/2023 02:18:34
1145 | 992 | 4 | 3 | 163 | 25 |  |  | Supply materials | m | 10000 |  | 0 |  |  | 09/12/2023 10:25:00
1146 | 993 | 4 | 3 | 163 | 26 |  |  | Labour and Installation | m | 10000 |  | 0 |  |  | 09/12/2023 10:25:00
1147 | 1761 | 4 | 3 | 163 |  |  |  | 4mm2 (Red) | H4 | 0 |  |  |  |  | 10/12/2023 02:18:34
1148 | 994 | 4 | 3 | 163 | 27 |  |  | Supply materials | m | 10000 |  | 0 |  |  | 09/12/2023 10:25:00
1149 | 995 | 4 | 3 | 163 | 28 |  |  | Labour and Installation | m | 10000 |  | 0 |  |  | 09/12/2023 10:25:00
1150 | 1762 | 4 | 3 | 163 |  |  |  | 4mm2 (Black) | H4 | 0 |  |  |  |  | 10/12/2023 02:18:34
1151 | 996 | 4 | 3 | 163 | 29 |  |  | Supply materials | m | 10000 |  | 0 |  |  | 09/12/2023 10:25:00
1152 | 997 | 4 | 3 | 163 | 30 |  |  | Labour and Installation | m | 10000 |  | 0 |  |  | 09/12/2023 10:25:00
1153 | 1763 | 4 | 3 | 163 |  |  |  | 4mm2 (Green / Yellow) | H4 | 0 |  |  |  |  | 10/12/2023 02:18:34
1154 | 998 | 4 | 3 | 163 | 31 |  |  | Supply materials | m | 10000 |  | 0 |  |  | 09/12/2023 10:25:00
1155 | 999 | 4 | 3 | 163 | 32 |  |  | Labour and Installation | m | 10000 |  | 0 |  |  | 09/12/2023 10:25:00
1156 | 1764 | 4 | 3 | 163 |  |  |  | 2.5mm twin and earth / Surfix or silimiar (surface, tray, basket application) | H4 | 0 |  |  |  |  | 10/12/2023 02:18:34
1157 | 1000 | 4 | 3 | 163 | 33 |  |  | Supply materials | m | 5000 |  | 0 |  |  | 09/12/2023 10:25:00
1158 | 1001 | 4 | 3 | 163 | 34 |  |  | Labour and Installation | m | 5000 |  | 0 |  |  | 09/12/2023 10:25:00
1159 | 1765 | 4 | 3 | 163 |  |  |  | 4.0mm twin and earth / Surfix or silimiar (surface, tray, basket application) | H4 | 0 |  |  |  |  | 10/12/2023 02:18:34
1160 | 1002 | 4 | 3 | 163 | 35 |  |  | Supply materials | m | 5000 |  | 0 |  |  | 09/12/2023 10:25:00
1161 | 1003 | 4 | 3 | 163 | 36 |  |  | Labour and Installation | m | 5000 |  | 0 |  |  | 09/12/2023 10:25:00
1162 | 1004 | 4 | 3 | 164 |  |  |  | GLANDS AND SHROUDS | H2 | 0 |  |  |  |  | 09/12/2023 10:25:00
1163 | 1005 | 4 | 3 | 164 |  |  |  | Supply and install cable glands | H3 | 0 |  |  |  |  | 09/12/2023 10:25:00
1164 | 1768 | 4 | 3 | 164 |  |  |  | No 0 gland complete with shroud (SWA cable) | H4 | 0 |  |  |  |  | 10/12/2023 02:18:34
1165 | 1006 | 4 | 3 | 164 | 37 |  |  | Supply materials | No | 50 |  | 0 |  |  | 09/12/2023 10:25:00
1166 | 1007 | 4 | 3 | 164 | 38 |  |  | Labour and Installation | No | 50 |  | 0 |  |  | 09/12/2023 10:25:00
1167 | 1769 | 4 | 3 | 164 |  |  |  | No 1 gland complete with shroud (SWA cable) | H4 | 0 |  |  |  |  | 10/12/2023 02:18:34
1168 | 1008 | 4 | 3 | 164 | 39 |  |  | Supply materials | No | 30 |  | 0 |  |  | 09/12/2023 10:25:00
1169 | 1009 | 4 | 3 | 164 | 40 |  |  | Labour and Installation | No | 30 |  | 0 |  |  | 09/12/2023 10:25:00
1170 | 1770 | 4 | 3 | 164 |  |  |  | No 2 gland complete with shroud (SWA cable) | H4 | 0 |  |  |  |  | 10/12/2023 02:18:34
1171 | 1010 | 4 | 3 | 164 | 41 |  |  | Supply materials | No | 30 |  | 0 |  |  | 09/12/2023 10:25:00
1172 | 1011 | 4 | 3 | 164 | 42 |  |  | Labour and Installation | No | 30 |  | 0 |  |  | 09/12/2023 10:25:00
1173 | 1771 | 4 | 3 | 164 |  |  |  | No 0 compression gland (Surfix and similar) | H4 | 0 |  |  |  |  | 10/12/2023 02:18:34
1174 | 1012 | 4 | 3 | 164 | 43 |  |  | Supply materials | No | 50 |  | 0 |  |  | 09/12/2023 10:25:00
1175 | 1013 | 4 | 3 | 164 | 44 |  |  | Labour and Installation | No | 50 |  | 0 |  |  | 09/12/2023 10:25:00
1176 | 1844 | 4 | 3 | 164 |  |  |  | No 1 compression gland (Surfix and similar) | H4 | 0 |  |  |  |  | 10/12/2023 02:31:17
1177 | 1014 | 4 | 3 | 164 | 45 |  |  | Supply materials | No | 50 |  | 0 |  |  | 09/12/2023 10:25:00
1178 | 1015 | 4 | 3 | 164 | 46 |  |  | Labour and Installation | No | 50 |  | 0 |  |  | 09/12/2023 10:25:00
1179 | 1016 | 4 | 3 | 164 |  |  |  | SOCKET OUTLETS AND ISOLATORS | H2 | 0 |  |  |  |  | 09/12/2023 10:25:00
1180 | 1017 | 4 | 3 | 164 |  |  |  | Supply, install and connect switch sockets and isolators in flush mounted boxes, complete with cover plates: (All normal power socket outlets to be supplied with red toggle) |  | 0 |  |  |  |  | 09/12/2023 10:25:00
1181 | 1774 | 4 | 3 | 165 |  |  |  | 16 Amp Double Sockets Normal | H4 | 0 |  |  |  |  | 10/12/2023 02:18:34
1182 | 1018 | 4 | 3 | 165 | 47 |  |  | Supply materials | No | 50 |  | 0 |  |  | 09/12/2023 10:25:00
1183 | 1019 | 4 | 3 | 165 | 48 |  |  | Labour and Installation | No | 50 |  | 0 |  |  | 09/12/2023 10:25:00
1184 | 1775 | 4 | 3 | 165 |  |  |  | 16 Amp Single Sockets Normal | H4 | 0 |  |  |  |  | 10/12/2023 02:18:34
1185 | 1020 | 4 | 3 | 165 | 49 |  |  | Supply materials | No | 50 |  | 0 |  |  | 09/12/2023 10:25:00
1186 | 1021 | 4 | 3 | 165 | 50 |  |  | Labour and Installation | No | 50 |  | 0 |  |  | 09/12/2023 10:25:00
1187 | 1776 | 4 | 3 | 165 |  |  |  | 5 Amp single unswitched Socket (on 60mm steel round box for light fittings) | H4 | 0 |  |  |  |  | 10/12/2023 02:18:34
1188 | 1022 | 4 | 3 | 165 | 51 |  |  | Supply materials | No | 1000 |  | 0 |  |  | 09/12/2023 10:25:00
1189 | 1023 | 4 | 3 | 165 | 52 |  |  | Labour and Installation | No | 1000 |  | 0 |  |  | 09/12/2023 10:25:00
1190 | 1777 | 4 | 3 | 165 |  |  |  | Single Phase 16A isolators | H4 | 0 |  |  |  |  | 10/12/2023 02:18:34
1191 | 1024 | 4 | 3 | 165 | 53 |  |  | Supply materials | No | 50 |  | 0 |  |  | 09/12/2023 10:25:00
1192 | 1025 | 4 | 3 | 165 | 54 |  |  | Labour and Installation | No | 50 |  | 0 |  |  | 09/12/2023 10:25:00
1193 | 1778 | 4 | 3 | 165 |  |  |  | Single Phase 32A isolators | H4 | 0 |  |  |  |  | 10/12/2023 02:18:34
1194 | 1026 | 4 | 3 | 165 | 55 |  |  | Supply materials | No | 15 |  | 0 |  |  | 09/12/2023 10:25:00
1195 | 1027 | 4 | 3 | 165 | 56 |  |  | Labour and Installation | No | 15 |  | 0 |  |  | 09/12/2023 10:25:00
1196 | 1028 | 4 | 3 | 165 |  |  |  | DECOMMISSIONING, REMOVAL AND DISPOSAL OF EXISTING INCANDESCENT AND FLOURESCENT LUMINAIRES | H2 | 0 |  |  |  |  | 09/12/2023 10:25:00
1197 | 1029 | 4 | 3 | 165 |  |  |  | Decommission, removal from site and safe disposal of existing incandescent and fluorescent luminaires. Note lights with historical value (antique) must not be removed) | H3 | 0 |  |  |  |  | 10/12/2023 02:33:36
1198 | 1781 | 4 | 3 | 165 |  |  |  | 1200mm Flourescent tubes | H4 | 0 |  |  |  |  | 10/12/2023 02:18:34
1199 | 1030 | 4 | 3 | 165 | 57 |  |  | Supply materials | No | 500 |  | 0 |  |  | 09/12/2023 10:25:00
1200 | 1031 | 4 | 3 | 166 | 58 |  |  | Labour and Installation | No | 500 |  | 0 |  |  | 09/12/2023 10:25:00
1201 | 1782 | 4 | 3 | 166 |  |  |  | 1500mm Flourescent tubes | H4 | 0 |  |  |  |  | 10/12/2023 02:18:34
1202 | 1032 | 4 | 3 | 166 | 59 |  |  | Supply materials | No | 500 |  | 0 |  |  | 09/12/2023 10:25:00
1203 | 1033 | 4 | 3 | 166 | 60 |  |  | Labour and Installation | No | 500 |  | 0 |  |  | 09/12/2023 10:25:00
1204 | 1783 | 4 | 3 | 166 |  |  |  | Incandescent light bulbs | H4 | 0 |  |  |  |  | 10/12/2023 02:18:34
1205 | 1034 | 4 | 3 | 166 | 61 |  |  | Supply materials | No | 500 |  | 0 |  |  | 09/12/2023 10:25:00
1206 | 1035 | 4 | 3 | 166 | 62 |  |  | Labour and Installation | No | 500 |  | 0 |  |  | 09/12/2023 10:25:00
1207 | 1784 | 4 | 3 | 166 |  |  |  | Emergency Exit Signage Lights (caution retain vintage historical fittings) | H4 | 0 |  |  |  |  | 10/12/2023 02:18:34
1208 | 1036 | 4 | 3 | 166 | 63 |  |  | Supply materials | No | 50 |  | 0 |  |  | 09/12/2023 10:25:00
1209 | 1037 | 4 | 3 | 166 | 64 |  |  | Labour and Installation | No | 50 |  | 0 |  |  | 09/12/2023 10:25:00
1210 | 1038 | 4 | 3 | 166 |  |  |  | SUPPLY AND INSTALLATION OF NEW LED LUMINAIRES, LIGHT BULBS & TUBES | H2 | 0 |  |  |  |  | 09/12/2023 10:25:00
1211 | 1039 | 4 | 3 | 166 |  |  |  | Supply, install and connect luminaires complete with lamps, fixings, brass screws, washers, control circuitry etc.: (See designs for luminaire specifications and schedule of luminaires). LED tubes and light bulbs to be retrofitted onto existing luminaires after repair and cleaning of existing luminaires. |  | 0 |  |  |  |  | 09/12/2023 10:25:00
1212 | 1787 | 4 | 3 | 166 |  |  |  | Emergency light equal to or similar to 8W LED Li-ion emergency EXIT | H4 | 0 |  |  |  |  | 10/12/2023 02:18:34
1213 | 1788 | 4 | 3 | 166 |  |  |  | 20W LED Downlighter equal or similar to Giantlight LED ecolight round | H4 | 0 |  |  |  |  | 10/12/2023 02:18:34
1214 | 1040 | 4 | 3 | 166 | 65 |  |  | Supply materials | No | 75 |  | 0 |  |  | 09/12/2023 10:25:00
1215 | 1041 | 4 | 3 | 166 | 66 |  |  | Labour and Installation | No | 75 |  | 0 |  |  | 09/12/2023 10:25:00
1216 | 1789 | 4 | 3 | 167 |  |  |  | 1500mm 20W 6000K lumens LED tube equal or similar to Philips cool white 4000K | H4 | 0 |  |  |  |  | 10/12/2023 02:18:34
1217 | 1042 | 4 | 3 | 167 | 67 |  |  | Supply materials | No | 125 |  | 0 |  |  | 09/12/2023 10:25:00
1218 | 1043 | 4 | 3 | 167 | 68 |  |  | Labour and Installation | No | 125 |  | 0 |  |  | 09/12/2023 10:25:00
1219 | 1790 | 4 | 3 | 167 |  |  |  | 1200mm 20W 4000K lumens LED tube equal or similar to Philips cool white 4000K | H4 | 0 |  |  |  |  | 10/12/2023 02:18:34
1220 | 1044 | 4 | 3 | 167 | 69 |  |  | Supply materials | No | 300 |  | 0 |  |  | 09/12/2023 10:25:00
1221 | 1045 | 4 | 3 | 167 | 70 |  |  | Labour and Installation | No | 300 |  | 0 |  |  | 09/12/2023 10:25:00
1222 | 1791 | 4 | 3 | 167 |  |  |  | 600mm 20W 6000K lumens LED tube equal or similar to Philips cool white 4000K | H4 | 0 |  |  |  |  | 10/12/2023 02:18:34
1223 | 1046 | 4 | 3 | 167 | 71 |  |  | Supply materials | No | 300 |  | 0 |  |  | 09/12/2023 10:25:00
1224 | 1047 | 4 | 3 | 167 | 72 |  |  | Labour and Installation | No | 300 |  | 0 |  |  | 09/12/2023 10:25:00
1225 | 1792 | 4 | 3 | 167 |  |  |  | 6W 1200 lumens LED light bulb equal or similar to Philips cool white 4000K | H4 | 0 |  |  |  |  | 10/12/2023 02:18:34
1226 | 1048 | 4 | 3 | 167 | 73 |  |  | Supply materials | No | 500 |  | 0 |  |  | 09/12/2023 10:25:00
1227 | 1049 | 4 | 3 | 167 | 74 |  |  | Labour and Installation | No | 500 |  | 0 |  |  | 09/12/2023 10:25:00
1228 | 1793 | 4 | 3 | 167 |  |  |  | 15W 1200 lumens LED light bulb equal or similar to Philips cool white 4000K | H4 | 0 |  |  |  |  | 10/12/2023 02:18:34
1229 | 1050 | 4 | 3 | 167 | 75 |  |  | Supply materials | No | 500 |  | 0 |  |  | 09/12/2023 10:25:00
1230 | 1051 | 4 | 3 | 167 | 76 |  |  | Labour and Installation | No | 500 |  | 0 |  |  | 09/12/2023 10:25:00
1231 | 1794 | 4 | 3 | 167 |  |  |  | 20W LED Flood light equal or similar to Giantlight LED Flood light with batwing distribution | H4 | 0 |  |  |  |  | 10/12/2023 02:18:34
1232 | 1052 | 4 | 3 | 167 | 77 |  |  | Supply materials | No | 205 |  | 0 |  |  | 09/12/2023 10:25:00
1233 | 1053 | 4 | 3 | 167 | 78 |  |  | Labour and Installation | No | 205 |  | 0 |  |  | 09/12/2023 10:25:00
1234 | 1795 | 4 | 3 | 168 |  |  |  | Removal, repair and re-instatement of light fittings deemed to have historical value i.e. brass exit lights, foyer lights, etc.. (recommend retain old and compliment with new) | H4 | 0 |  |  |  |  | 10/12/2023 02:18:34
1235 | 1054 | 4 | 3 | 168 | 79 |  |  | Supply materials | No | 100 |  | 0 |  |  | 09/12/2023 10:25:00
1236 | 1055 | 4 | 3 | 168 | 80 |  |  | Labour and Installation | No | 100 |  | 0 |  |  | 09/12/2023 10:25:00
1237 | 1796 | 4 | 3 | 168 |  |  |  | Supply and install outside walkway lighting (situated below main entrance stairs) | H4 | 0 |  |  |  |  | 10/12/2023 02:18:34
1238 | 1056 | 4 | 3 | 168 | 81 |  |  | Supply materials | No | 4 |  | 0 |  |  | 09/12/2023 10:25:00
1239 | 1057 | 4 | 3 | 168 | 82 |  |  | Labour and Installation | No | 4 |  | 0 |  |  | 09/12/2023 10:25:00
1240 | 1058 | 4 | 3 | 168 |  |  |  | CABLE CONTAINMENT AND SUPPORTS | H2 | 0 |  |  |  |  | 09/12/2023 10:25:00
1241 | 1059 | 4 | 3 | 168 |  |  |  | Supply and install, bolt together, line up, earth straps on joints, fix in position including all small materials such as bolts washers, joint plates, small brackets and including drilling of holes in concrete or brickwork for fixings of hot-dip galvanized steel materials for: |  | 0 |  |  |  |  | 09/12/2023 10:25:00
1242 | 1799 | 4 | 3 | 168 |  |  |  | 300 mm wide x 100 mm deep "Power span" PS100/1 hot-dip galvanized steel cable ladder or similar mounted horizontally along walls and vertically on support struts, including bends, elbows, T-pieces and off-centre pieces. | H4 | 0 |  |  |  |  | 10/12/2023 02:18:34
1243 | 1060 | 4 | 3 | 168 | 83 |  |  | Supply materials | m | 0 |  | 0 |  | Rate only | 09/12/2023 10:25:00
1244 | 1061 | 4 | 3 | 168 | 84 |  |  | Labour and Installation | m | 0 |  | 0 |  | Rate only | 09/12/2023 10:25:00
1245 | 1800 | 4 | 3 | 168 |  |  |  | 300mm wide x 100 mm deep "Gridspan" GS75 hot-dip galvanized steel welded wire mesh or similar mounted horizontally and vertically on support struts, gripple hangers, including bends, elbows, T-pieces, 4-way crossovers. | H4 | 0 |  |  |  |  | 10/12/2023 02:18:34
1246 | 1062 | 4 | 3 | 168 | 85 |  |  | Supply materials | m | 0 |  | 0 |  | Rate only | 09/12/2023 10:25:00
1247 | 1063 | 4 | 3 | 168 | 86 |  |  | Labour and Installation | m | 0 |  | 0 |  | Rate only | 09/12/2023 10:25:00
1248 | 1801 | 4 | 3 | 169 |  |  |  | 75mm wide x 75 mm deep "Cabstrut" P2000 hot-dip galvanized steel wiring channel or similar mounted horizontally on support hangers and struts, including bends, elbows, T-pieces and off-centre pieces. | H4 | 0 |  |  |  |  | 10/12/2023 02:18:34
1249 | 1064 | 4 | 3 | 169 | 87 |  |  | Supply materials | m | 1000 |  | 0 |  |  | 09/12/2023 10:25:00
1250 | 1065 | 4 | 3 | 169 | 88 |  |  | Labour and Installation | m | 1000 |  | 0 |  |  | 09/12/2023 10:25:00
1251 | 1802 | 4 | 3 | 169 |  |  |  | 2-tier aluminium power skirting | H4 | 0 |  |  |  |  | 10/12/2023 02:18:34
1252 | 1066 | 4 | 3 | 169 | 89 |  |  | Supply materials | m | 200 |  | 0 |  |  | 09/12/2023 10:25:00
1253 | 1067 | 4 | 3 | 169 | 90 |  |  | Labour and Installation | m | 200 |  | 0 |  |  | 09/12/2023 10:25:00
1254 | 1803 | 4 | 3 | 169 |  |  |  | 250mm long lengths of OL254 (single) hot-dip galvanized steel metal framing or similar for support of 200mm wide PS75 cable ladders, cut to length and holes drilled as required for fixing. | H4 | 0 |  |  |  |  | 10/12/2023 02:18:34
1255 | 1068 | 4 | 3 | 169 | 91 |  |  | Supply materials | m | 50 |  | 0 |  |  | 09/12/2023 10:25:00
1256 | 1069 | 4 | 3 | 169 | 92 |  |  | Labour and Installation | m | 50 |  | 0 |  |  | 09/12/2023 10:25:00
1257 | 1804 | 4 | 3 | 169 |  |  |  | Fixings (hot-dip galvanized steel) for OL254 (single) metal framing or similar for mounting of PS75 cable ladders. | H4 | 0 |  |  |  |  | 10/12/2023 02:18:34
1258 | 1070 | 4 | 3 | 169 | 93 |  |  | Supply materials | m | 50 |  | 0 |  |  | 09/12/2023 10:25:00
1259 | 1071 | 4 | 3 | 169 | 94 |  |  | Labour and Installation | m | 50 |  | 0 |  |  | 09/12/2023 10:25:00
1260 | 1805 | 4 | 3 | 169 |  |  |  | Heavy duty cable ties for cables on cable ladders and wire mash trays. | H4 | 0 |  |  |  |  | 10/12/2023 02:18:34
1261 | 1072 | 4 | 3 | 169 | 95 |  |  | Supply materials | SUM | 1 |  | 0 |  |  | 09/12/2023 10:25:00
1262 | 1073 | 4 | 3 | 169 | 96 |  |  | Labour and Installation | SUM | 1 |  | 0 |  |  | 09/12/2023 10:25:00
1263 | 1806 | 4 | 3 | 169 |  |  |  | Hot-dip galvanized steel banding strap fixings, including clips for LV cable as required. | H4 | 0 |  |  |  |  | 10/12/2023 02:18:34
1264 | 1074 | 4 | 3 | 169 | 97 |  |  | Supply materials | SUM | 1 |  | 0 |  | Rate Only | 08/03/2024 12:42:17
1265 | 1075 | 4 | 3 | 170 | 98 |  |  | Labour and Installation | SUM | 1 |  | 0 |  | Rate Only | 08/03/2024 12:42:22
1266 | 1076 | 4 | 3 | 170 |  |  |  | CONDUITS | H2 | 0 |  |  |  |  | 09/12/2023 10:25:00
1267 | 1809 | 4 | 3 | 170 |  |  |  | 20mm diameter pvc pipe | H4 | 0 |  |  |  |  | 10/12/2023 02:18:34
1268 | 1077 | 4 | 3 | 170 | 99 |  |  | Supply materials | SUM | 1 |  | 0 |  |  | 09/12/2023 10:25:00
1269 | 1078 | 4 | 3 | 170 | 100 |  |  | Labour and Installation | SUM | 1 |  | 0 |  |  | 09/12/2023 10:25:00
1270 | 1810 | 4 | 3 | 170 |  |  |  | 25mm diameter pvc pipe | H4 | 0 |  |  |  |  | 10/12/2023 02:18:34
1271 | 1079 | 4 | 3 | 170 | 101 |  |  | Supply materials | m | 1500 |  | 0 |  | Rate Only | 08/03/2024 12:43:05
1272 | 1080 | 4 | 3 | 170 | 102 |  |  | Labour and Installation | m | 1500 |  | 0 |  | Rate Only | 08/03/2024 12:42:31
1273 | 1811 | 4 | 3 | 170 |  |  |  | 25mm diameter copex conduit | H4 | 0 |  |  |  |  | 10/12/2023 02:18:34
1274 | 1081 | 4 | 3 | 170 | 103 |  |  | Supply materials | m | 500 |  | 0 |  | Rate Only | 08/03/2024 12:42:36
1275 | 1082 | 4 | 3 | 170 | 104 |  |  | Labour and Installation | m | 500 |  | 0 |  | Rate Only | 08/03/2024 12:42:39
1276 | 1083 | 4 | 3 | 170 |  |  |  | Supply and installation of galvanized steelconduit surface-mounted or recessed in walls and floors including bushes, locknuts, couplings & saddles. | H3 | 0 |  |  |  |  | 10/12/2023 02:38:02
1277 | 1813 | 4 | 3 | 170 |  |  |  | 20mm diameter conduit | H4 | 0 |  |  |  |  | 10/12/2023 02:18:34
1278 | 1084 | 4 | 3 | 170 | 105 |  |  | Supply materials | m | 250 |  | 0 |  |  | 09/12/2023 10:25:00
1279 | 1085 | 4 | 3 | 170 | 106 |  |  | Labour and Installation | m | 250 |  | 0 |  |  | 09/12/2023 10:25:00
1280 | 1814 | 4 | 3 | 170 |  |  |  | 25mm diameter conduit | H4 | 0 |  |  |  |  | 10/12/2023 02:18:34
1281 | 1086 | 4 | 3 | 170 | 107 |  |  | Supply materials | m | 150 |  | 0 |  |  | 09/12/2023 10:25:00
1282 | 1087 | 4 | 3 | 170 | 108 |  |  | Labour and Installation | m | 150 |  | 0 |  |  | 09/12/2023 10:25:00
1283 | 1088 | 4 | 3 | 170 |  |  |  | WALL BOXES | H2 | 0 |  |  |  |  | 09/12/2023 10:25:00
1284 | 1089 | 4 | 3 | 170 |  |  |  | Supply and install steel galvanised walls boxes: | H3 | 0 |  |  |  |  | 09/12/2023 10:25:00
1285 | 1817 | 4 | 3 | 171 |  |  |  | 100mm x 50mm x 50mm deep | H4 | 0 |  |  |  |  | 10/12/2023 02:18:35
1286 | 1090 | 4 | 3 | 171 | 109 |  |  | Supply materials | No | 20 |  | 0 |  |  | 09/12/2023 10:25:00
1287 | 1091 | 4 | 3 | 171 | 110 |  |  | Labour and Installation | No | 20 |  | 0 |  |  | 09/12/2023 10:25:00
1288 | 1818 | 4 | 3 | 171 |  |  |  | 100mm x 100mm x 50mm deep | H4 | 0 |  |  |  |  | 10/12/2023 02:18:35
1289 | 1092 | 4 | 3 | 171 | 111 |  |  | Supply materials | No | 40 |  | 0 |  |  | 09/12/2023 10:25:00
1290 | 1093 | 4 | 3 | 171 | 112 |  |  | Labour and Installation | No | 40 |  | 0 |  |  | 09/12/2023 10:25:00
1291 | 1819 | 4 | 3 | 171 |  |  |  | Supply and install 1,6mm diameter steel galvanised draw wires drawn into conduit/sleeves: | H4 | 0 |  |  |  |  | 10/12/2023 02:18:35
1292 | 1094 | 4 | 3 | 171 | 113 |  |  | Supply materials | m | 2000 |  | 0 |  |  | 09/12/2023 10:25:00
1293 | 1095 | 4 | 3 | 171 | 114 |  |  | Labour and Installation | m | 2000 |  | 0 |  |  | 09/12/2023 10:25:00
1294 | 1820 | 4 | 3 | 171 |  |  |  | Supply and install 100mm x 100mm blank cover plates | H4 | 0 |  |  |  |  | 10/12/2023 02:18:35
1295 | 1096 | 4 | 3 | 171 | 115 |  |  | Supply materials | No | 100 |  | 0 |  |  | 09/12/2023 10:25:00
1296 | 1097 | 4 | 3 | 171 | 116 |  |  | Labour and Installation | No | 100 |  | 0 |  |  | 09/12/2023 10:25:00
1297 | 1821 | 4 | 3 | 171 |  |  |  | Supply and install 4 way PVC round boxes | H4 | 0 |  |  |  |  | 10/12/2023 02:18:35
1298 | 1098 | 4 | 3 | 171 | 117 |  |  | Supply materials | No | 200 |  | 0 |  |  | 09/12/2023 10:25:00
1299 | 1099 | 4 | 3 | 171 | 118 |  |  | Labour and Installation | No | 200 |  | 0 |  |  | 09/12/2023 10:25:00
1300 | 1822 | 4 | 3 | 171 |  |  |  | Supply and install 100mm x 50 blank plates | H4 | 0 |  |  |  |  | 10/12/2023 02:18:35
1301 | 1100 | 4 | 3 | 171 | 119 |  |  | Supply materials | No | 100 |  | 0 |  |  | 09/12/2023 10:25:00
1302 | 1101 | 4 | 3 | 171 | 120 |  |  | Labour and Installation | No | 100 |  | 0 |  |  | 09/12/2023 10:25:01
1303 | 1823 | 4 | 3 | 171 |  |  |  | Supply and install weatherproof outdoor box | H4 | 0 |  |  |  |  | 10/12/2023 02:18:35
1304 | 1102 | 4 | 3 | 171 | 121 |  |  | Supply materials | No | 4 |  | 0 |  |  | 09/12/2023 10:25:01
1305 | 1103 | 4 | 3 | 171 | 122 |  |  | Labour and Installation | No | 4 |  | 0 |  |  | 09/12/2023 10:25:01
1306 | 1104 | 4 | 3 | 172 |  |  |  | LIGHT SWITCHES | H2 | 0 |  |  |  |  | 09/12/2023 10:25:01
1307 | 1105 | 4 | 3 | 172 |  |  |  | Supply and install light and other light related switches: | H3 | 0 |  |  |  |  | 09/12/2023 10:25:01
1308 | 1826 | 4 | 3 | 172 |  |  |  | 1 gang 2 way c/w cover and fastners | H4 | 0 |  |  |  |  | 10/12/2023 02:18:35
1309 | 1106 | 4 | 3 | 172 | 123 |  |  | Supply materials | No | 30 |  | 0 |  |  | 09/12/2023 10:25:01
1310 | 1107 | 4 | 3 | 172 | 124 |  |  | Labour and Installation | No | 30 |  | 0 |  |  | 09/12/2023 10:25:01
1311 | 1827 | 4 | 3 | 172 |  |  |  | 2 gang 2 way c/w cover and fastners | H4 | 0 |  |  |  |  | 10/12/2023 02:18:35
1312 | 1108 | 4 | 3 | 172 | 125 |  |  | Supply materials | No | 30 |  | 0 |  |  | 09/12/2023 10:25:01
1313 | 1109 | 4 | 3 | 172 | 126 |  |  | Labour and Installation | No | 30 |  | 0 |  |  | 09/12/2023 10:25:01
1314 | 1828 | 4 | 3 | 172 |  |  |  | 3 gang 2 way c/w cover and fastners | H4 | 0 |  |  |  |  | 10/12/2023 02:18:35
1315 | 1110 | 4 | 3 | 172 | 127 |  |  | Supply materials | No | 20 |  | 0 |  |  | 09/12/2023 10:25:01
1316 | 1111 | 4 | 3 | 172 | 128 |  |  | Labour and Installation | No | 20 |  | 0 |  |  | 09/12/2023 10:25:01
1317 | 1829 | 4 | 3 | 172 |  |  |  | 4 gang 2 way c/w cover and fastners | H4 | 0 |  |  |  |  | 10/12/2023 02:18:35
1318 | 1112 | 4 | 3 | 172 | 129 |  |  | Supply materials | No | 20 |  | 0 |  |  | 09/12/2023 10:25:01
1319 | 1113 | 4 | 3 | 172 | 130 |  |  | Labour and Installation | No | 20 |  | 0 |  |  | 09/12/2023 10:25:01
1320 | 1830 | 4 | 3 | 172 |  |  |  | Dimmer switch - 1 gang 2 way c/w cover and fastners | H4 | 0 |  |  |  |  | 10/12/2023 02:18:35
1321 | 1114 | 4 | 3 | 172 | 131 |  |  | Supply materials | No | 20 |  | 0 |  |  | 09/12/2023 10:25:01
1322 | 1115 | 4 | 3 | 172 | 132 |  |  | Labour and Installation | No | 20 |  | 0 |  |  | 09/12/2023 10:25:01
1323 | 1831 | 4 | 3 | 172 |  |  |  | Occupancy sensors ceiling application | H4 | 0 |  |  |  |  | 10/12/2023 02:18:35
1324 | 1116 | 4 | 3 | 172 | 133 |  |  | Supply materials | No | 100 |  | 0 |  |  | 09/12/2023 10:25:01
1325 | 1117 | 4 | 3 | 172 | 134 |  |  | Labour and Installation | No | 100 |  | 0 |  |  | 09/12/2023 10:25:01
1326 | 1118 | 4 | 3 | 172 |  |  |  | RELATED ITEMS | H2 | 0 |  |  |  |  | 09/12/2023 10:25:01
1327 | 1119 | 4 | 3 | 173 |  |  |  | Supply and installation of the following related items: | H3 | 0 |  |  |  |  | 09/12/2023 10:25:01
1328 | 1834 | 4 | 3 | 173 |  |  |  | Supply and install hand dryer isolator (Hand dryers fall under mechanical BoQ) | H4 | 0 |  |  |  |  | 10/12/2023 02:18:35
1329 | 1120 | 4 | 3 | 173 | 135 |  |  | Supply materials | No | 10 |  | 0 |  |  | 09/12/2023 10:25:01
1330 | 1121 | 4 | 3 | 173 | 136 |  |  | Labour and Installation | No | 10 |  | 0 |  |  | 09/12/2023 10:25:01
1331 | 1835 | 4 | 3 | 173 |  |  |  | Supply and install ablution ventilation fan isolators (Fans fall under mechanical BoQ) | H4 | 0 |  |  |  |  | 10/12/2023 02:18:35
1332 | 1122 | 4 | 3 | 173 | 137 |  |  | Supply materials | No | 10 |  | 0 |  |  | 09/12/2023 10:25:01
1333 | 1123 | 4 | 3 | 173 | 138 |  |  | Labour and Installation | No | 10 |  | 0 |  |  | 09/12/2023 10:25:01
1334 | 1124 | 4 | 3 | 173 |  |  |  | TESTING AND COMMISSIONING | H2 | 0 |  |  |  |  | 09/12/2023 10:25:01
1335 | 1837 | 4 | 3 | 173 |  |  |  | Inspections, testing and handing over of the complete installation in the presence of the Engineer and certify the results on the Certificate of compliances by an accredited person (Master Installation Electrician). | H4 | 0 |  |  |  |  | 10/12/2023 02:18:35
1336 | 1125 | 4 | 3 | 173 | 139 |  |  | Supply materials | SUM | 1 |  | 0 |  |  | 09/12/2023 10:25:01
1337 | 1126 | 4 | 3 | 173 | 140 |  |  | Labour and Installation | SUM | 1 |  | 0 |  |  | 09/12/2023 10:25:01
1338 | 1127 | 4 | 3 | 173 |  |  |  | OTHER ITEMS (CONTRACTOR TO LIST ITEMS) | H2 | 0 |  |  |  |  | 09/12/2023 10:25:01
1339 | 1839 | 4 | 3 | 173 |  |  |  | Supply and installation of operating and electrical safety signage | H4 | 0 |  |  |  |  | 10/12/2023 02:18:35
1340 | 1128 | 4 | 3 | 173 | 141 |  |  | Supply materials | SUM | 1 |  | 0 |  |  | 09/12/2023 10:25:01
1341 | 1129 | 4 | 3 | 173 | 142 |  |  | Labour and Installation | SUM | 1 |  | 0 |  |  | 09/12/2023 10:25:01
1342 | 1840 | 4 | 3 | 173 |  |  |  | Normalise wiring on all security scanners | H4 | 0 |  |  |  |  | 10/12/2023 02:18:35
1343 | 1130 | 4 | 3 | 173 | 143 |  |  | Supply materials | No | 20 |  | 0 |  |  | 09/12/2023 10:25:01
1344 | 1131 | 4 | 3 | 173 | 144 |  |  | Labour and Installation | No | 20 |  | 0 |  |  | 09/12/2023 10:25:01
1345 | 1841 | 4 | 3 | 174 |  |  |  | Wheelchair lift test, repair as required and commission | H4 | 0 |  |  |  |  | 10/12/2023 02:18:35
1346 | 1132 | 4 | 3 | 174 | 145 |  |  | Supply materials | SUM | 1 |  | 0 |  |  | 09/12/2023 10:25:01
1347 | 1133 | 4 | 3 | 174 | 146 |  |  | Labour and Installation | SUM | 1 |  | 0 |  |  | 09/12/2023 10:25:01
1348 | 1842 | 4 | 3 | 174 |  |  |  | Supply and installation of additional ornamental lighting | H4 | 0 |  |  |  |  | 10/12/2023 02:18:35
1349 | 1134 | 4 | 3 | 174 | 147 |  |  | Supply materials | SUM | 1 |  | 0 |  |  | 09/12/2023 10:25:01
1350 | 1135 | 4 | 3 | 174 | 148 |  |  | Labour and Installation | SUM | 1 |  | 0 |  |  | 09/12/2023 10:25:01
1351 | 1843 | 4 | 3 | 174 |  |  |  | Supply and installation of additional display feature lighting | H4 | 0 |  |  |  |  | 10/12/2023 02:18:35
1352 | 1136 | 4 | 3 | 174 | 149 |  |  | Supply materials | No | 10 |  | 0 |  |  | 09/12/2023 10:25:01
1353 | 1137 | 4 | 3 | 174 | 150 |  |  | Labour and Installation | No | 10 |  | 0 |  |  | 09/12/2023 10:25:01
1355 | 798 | 4 | 4 | 176 | 1 |  |  | P&Gs | Page | 151 | 0 |  |  |  | 09/12/2023 10:24:58
1356 | 861 | 4 | 4 | 176 | 2 |  |  | BILL A | Page | 160 | 0 |  |  |  | 09/12/2023 10:24:59
1357 | 963 | 4 | 4 | 176 | 3 |  |  | BILL B | Page | 175 | 0 |  |  |  | 09/12/2023 10:24:59
1358 | 1171 | 5 | 1 | 177 | 1 |  |  | PRELIMINARIES | Page | 34 | 0 |  |  |  | 13/06/2024 05:27:54
1359 | 1172 | 5 | 1 | 177 | 2 |  |  | BUILDERS WORK | Page | 90 | 0 |  |  |  | 13/06/2024 05:27:54
1360 | 1846 | 5 | 1 | 177 | 3 |  |  | MECHANICAL INSTALLATION | Page | 145 | 0 |  |  |  | 13/06/2024 05:27:54
1361 | 1174 | 5 | 1 | 177 | 4 |  |  | ELECTRICAL INSTALLATION | Page | 176 | 0 |  |  |  | 13/06/2024 05:27:54
1362 | 2322 | 5 | 1 | 177 |  |  |  | Sub Total | ST | 0 | Sub Total | 6678750 |  |  | 08/03/2024 12:32:26
1363 | 2323 | 5 | 1 | 177 |  |  |  | Allow 15% VAT | TAX | 15 |  | 1001812.5 |  |  | 08/03/2024 12:32:26
[8 empty] | Total | ST | 0 | Total | 7680562.5